## Nanonormen_Übersicht
Standardisierungs-organisation/ Nummerierung | Standarddokument | Titel | Komitee | Status + Erscheinungs-datum | Kategorie der Norm | Adressierte Nanomaterialien | Adressierte Materialspezifkationen | Kurzreferat | Inhaltsverzeichnis | Quelle | Nanobezug | Nicht AS-relevant im Kontext Nanotechnologie | Nano-begriffe relevant für AS-Regeln | Physiko-Chemische Charakterisierung von NM | In-Vitro-Toxizitätstests, Probenpräpara-tion und Chrakterisierung | Inhalationstoxizität | Messverfahren zur Bestimmung von Nano-Objekten in Umweltmatrices | Expositionsbestimmung und -bewertung | Einstufung | Sicherheitsdatenblatt | Schutzmaßnahmen | Gefährdungsbeurteilung | Risikomanagement | Sonstige Arbeitsschutzaufgaben | Erläuterung Arbeitsschutzrelevanz | Hinweise auf nationale Arbeitsschutzrichtlinien (International) | Hinweise auf nationale Arbeitsschutzrichtlinien (Europa)
CEN (WI 00137053) | In Bearbeitung EN WI 137053 | "Workplace Exposure – Assessment of inhalation exposure to nano-objects and their aggregates and agglomerates" | CEN/TC 137 | In Bearbeitung Working draft under preparation | Test-/Messmethoden | NOAA | Inhalative Exposition | In dem von TNO geführten Normungsprojekt geht es um die Ausarbeitung einer Strategie zur Bewertung der inhalativen Exposition von Nanopartikeln. Dies beinhaltet die Messmethodik, die Auswertung von Messergebnissen und daraus zu ziehende Schlussfolgerungen. |  | Liaision-Report TC 137 | nano-spezifisch/ Mandat M/461 | [6 empty] | 1 | [6 empty] | Expositionsbestimmung: Bewertung der inhalativen Exposition von Nanomaterialien
CEN (WI 00137054) | In Bearbeitung EN WI 137054 | "Workplace exposure – Guidance document of assessment of dermal exposure to nano-objects and their aggregates and agglomerates" | CEN/TC 137 | Projekt in Bearbeitung | Test-/Messmethoden | NOAA | Dermale Exposition | The aim of the project is to give guidance to an initial (non-quantitative) assessment by identifying potential health risks associated with dermal exposure to manufactured nanomaterials relevant for different workplace scenarios. A framework is proposed that utilizes a control banding approach to asses dermal exposure that is suitable for use by Occupational Hygiene Practitioners by addressing the processes of dermal exposure assessment with special emphasis on nanomaterials to: (1) review existing approaches of risk prioritization, (2) provide a framework to assess the likelihood of dermal exposure and the likelihood of skin uptake of nanomaterials, (3) identify requirements and conditions for application of the framework, and (4) to discuss the use and interpretation of the results of the assessment, in particular with respect to risk management measures (RMM). |  | Liaision-Report TC 137 | nano-spezifisch/ Mandat M/461 | [6 empty] | 1 | [6 empty] | Expositionsbestimmung: Bewertung der dermalen Exposition von Nanomaterialien
CEN (WI 00137057) | In Bearbeitung EN (WI 00137057) | “Workplace exposure - Measurement of dustiness of bulk nanomaterials - Part 1: General guidance and requirements" | CEN/TC 137 | Projekt in Bearbeitung | Test-/Messmethoden | NOAA | Verstaubung | Die Serie von Normungsstandards soll den bisherigen Standard zur Bestimmung des Verstaubungsverhaltens EN 15051 für die Anwendung auf Nanomaterialien anpassen. Hierbei geht es vor allem um die Anpassung der Messtechnik, die andere Anforderungen als bei der Expositionsmessung stellt. |  | Liaision-Report TC 137 | nano-spezifisch/ Mandat M/461 |  |  | 1 |  |  |  | 1 | [6 empty] | Expositionsbestimmung: Festlegungen zur Bestimmung des Staubungsverhaltens von Nanomaterialien
CEN (WI 00137058) | In Bearbeitung EN (WI 00137058) | “Workplace exposure - Measurement of dustiness of bulk nanomaterials - Part 2: Rotating drum method | CEN/TC 137 | Projekt in Bearbeitung | Test-/Messmethoden | NOAA | Verstaubung | Spezielles Verfahren zur Prüfung des Staubungsverhaltens von NM mit entsprechender Messtechnik |  | Liaision-Report TC 137 | nano-spezifisch/ Mandat M/461 |  |  | 1 |  |  |  | 1 | [6 empty] | Expositionsbestimmung: Verfahren zur Bestimmung des Staubungsverhaltens von Nanomaterialien
CEN (WI 00137059) | In Bearbeitung EN (WI 00137059) | “Workplace exposure - Measurement of dustiness of bulk nanomaterials - Part 3: Continuous drop method" | CEN/TC 137 | Projekt in Bearbeitung | Test-/Messmethoden | NOAA | Verstaubung | Spezielles Verfahren zur Prüfung des Staubungsverhaltens von NM mit entsprechender Messtechnik |  | Liaision-Report TC 137 | nano-spezifisch/ Mandat M/461 |  |  | 1 |  |  |  | 1 | [6 empty] | Expositionsbestimmung: Verfahren zur Bestimmung des Staubungsverhaltens von Nanomaterialien
CEN (WI 00137060) | In Bearbeitung EN (WI 00137061) | “Workplace exposure - Measurement of dustiness of bulk nanomaterials - Part 5: Vortex shaker method" | CEN/TC 137 | Projekt in Bearbeitung | Test-/Messmethoden | NOAA | Verstaubung | Spezielles Verfahren zur Prüfung des Staubungsverhaltens von NM mit entsprechender Messtechnik |  | Liaision-Report TC 137 | nano-spezifisch/ Mandat M/461 |  |  | 1 |  |  |  | 1 | [6 empty] | Expositionsbestimmung: Verfahren zur Bestimmung des Staubungsverhaltens von Nanomaterialien
CEN (WI 00137061) | In Bearbeitung EN (WI 00137061) | “Workplace exposure - Measurement of dustiness of bulk nanomaterials - Part 4: Small rotating drum method | CEN/TC 137 | Projekt in Bearbeitung | Test-/Messmethoden | NOAA | Verstaubung | Spezielles Verfahren zur Prüfung des Staubungsverhaltens von NM mit entsprechender Messtechnik |  | Liaision-Report TC 137 | nano-spezifisch/ Mandat M/461 |  |  | 1 |  |  |  | 1 | [6 empty] | Expositionsbestimmung: Verfahren zur Bestimmung des Staubungsverhaltens von Nanomaterialien
CEN 16897 | prEN 16897:2015 DIN EN 16897:2015-09 | "Exposition am Arbeitsplatz - Charakterisierung ultrafeiner Aerosole/Nanoaerosole - Bestimmung der Anzahlkonzentration mit Kondensationspartikelzählern" Deutsche und Englische Fassung prEN 16897:2015 | CEN/TC 137 Deutsche Fassung durch: DIN NA 095-03-01-01 AK "Staub" des Arbeitsausschusses "Messstrategien und Anforderungen an Messverfahren" im DIN-Normenausschuss "Sicherheitstechnische Grundsätze" (NASG). | Veröffentlicht: (2015-09-00) | Test-/Messmethoden | Nanoerosole | Partikel-Anzahlkonzentration | Um die Exposition gegenüber ultrafeinen Aerosolen unda Nanoaerosolen am Arbeitsplatz bewerten zu können, sind Expositionsmetriken wie die Anzahl- oder Oberflächen(bereichs)konzentration von Bedeutung. Diese Europäische Norm gibt einen Leitfaden, um die Exposition gegenüber luftgetragenen Partikeln (angegeben als Anzahlkonzentration von ultrafeinen Aerosolen und Nanoaerosolen) am Arbeitsplatz über den Einsatz von Partikelzählern (sog. CPC's) zu bestimmen. Die Grundsätze zur Betriebsweise, die Probleme bei der Probenahme in der Arbeitsumgebung, die Kalibrierung, die Wartung der Geräte, die Messunsicherheit sowie die Berichterstattung über die Messergebnisse werden behandelt. Mögliche Probleme und Anwendungsgrenzen werden beschrieben. | Einleitung ....................................................................... 4 1 Anwendungsbereich ...................................................... 5 2 Normative Verweisungen .............................................. 5 3 Begriffe ........................................................................ 5 4 Kurzbeschreibung ......................................................... 6 5 Messverfahren ............................................................. 7 5.1 Allgemeines .............................................................. 7 5.2 Expositionsmessung .................................................. 8 5.3 Emissionsmessung ..................................................... 8 5.4 Hintergrundmessung .................................................. 8 6 Messverfahren ............................................................. 9 6.1 Auswahl des geeigneten Messgeräts ........................... 9 6.2 Vorbereitung ............................................................. 9 6.3 Überwachung ............................................................ 9 6.4 Probenahmeleitung ................................................... 9 6.5 Anwendung eines Verdünners ................................... 10 7 Darstellung und Auswertung der Daten ........................ 10 8 Überprüfung der CPC-Leistung ................................... 10 9 Probleme und Unsicherheiten ..................................... 11 9.1 CPC-Zählwirkungsgrad ............................................ 11 9.2 Verluste bei der Probenahme .................................... 11 9.2.1 Allgemeines .......................................................... 11 9.2.2 Diffusionsverluste in einem Probenahmeschlauch ..12 9.2.3 Interne Diffusionsverluste .................................... 13 9.3 Unsicherheiten...... .................................................. 13 9.4 Wartung .................................................................. 14 Anhang A (informativ) Ergebnisse der pränormativen Forschung – Laborvergleiche von CPCs ........................ 15 Anhang B (informativ) Liste von Herstellern (nicht umfassend vollständig) .................................................. 16 Anhang C (informativ) Liste von CPC-Messgeräten ..... 17 Perinorm-Link: https://secure.beuth.de/cmd%3Bjsessionid=JKW1BYAVFZX7RU3WSX0VC6MV.2?workflowname=infoInstantdownload&docname=2325873&contextid=beuth&servicerefname=beuth&ixos=toc | Standarddokument | nano-spezifisch/ Mandat M/461 |  |  | 1 |  |  |  | 1 | [6 empty] | Beschreibung der Exposition durch Nanoaerosole mittels Partikelzählern
CEN 16966 | prEN 16966:2016 DIN EN 16966:2016-03 | Workplace exposure - Metrics to be used for the measurements of exposure to inhaled nanoparticles (nano-objects and nanostructured materials) such as mass concentration, number concentration and surface area concentration; Deutsche Fassung: Exposition am Arbeitsplatz - Für Messungen der Exposition gegenüber eingeatmeten Nanopartikeln (Nano-Objekte und nanostrukturierte Materialien) zu verwendende Metriken, wie Massenkonzentration, Anzahlkonzentration und Oberflächenkonzentration. | CEN/TC 137 DIN NA 095-03-01-01 AK | Ausgabedatum: 2016-03 | Begriffe, Definition | Nanoerosole | Massenkonzentration, Anzahlkonzentration und Oberflächenkonzentration | Der Norm-Entwurf bietet eine Orientierungshilfe zu den Auswirkungen der Wahl der Partikelmetrik, um die Exposition gegenüber luftgetragenen Nanoobjekten und deren Agglomeraten und Aggregaten (NOAAs) zum Ausdruck zu bringen, die zum Beispiel aus Nanomaterialien freigesetzt werden. Es werden die Arbeitsweisen sowie die Vor- und Nachteile der verschiedenen Techniken aufgezeigt, mit denen die verschiedenen Aerosol-Metriken gemessen werden. Weiterhin wird festgelegt, welche Metriken während einer Grundbewertung und einer umfassenden Bewertung gemessen werden sollten. Der Norm-Entwurf wurde im CEN/TC 137 "Bewertung der chemischen und biologischen Stoffbelastung am Arbeitsplatz" (Sekretariat: DIN) im Zusammenhang mit dem EU-Mandat M/461 für Normungsaktivitäten hinsichtlich Nanotechnologie und Nanomaterialien erarbeitet. Das für den Norm-Entwurf zuständige deutsche Normungsgremium ist der Arbeitskreis NA 095-03-01-01 AK "Staub" des Arbeitsausschusses "Messstrategien und Anforderungen an Messverfahren" im DIN-Normenausschuss "Sicherheitstechnische Grundsätze" (NASG). |  | Standarddokument | nano-spezifisch/ Mandat M/461 |  | 1 | 1 |  | 1 |  | 1 | [6 empty] | Zu verwendende Metriken zur Messung der Exposition gegenüber eingeatmeten Nanopartikeln
CEN (WI 00352009) | In Bearbeitung CEN/TS (WI 00352009) | Nanotechnologies – Guidance for the responsible development of nanotechnologies | CEN/TC 352 | In Bearbeitung 00.60 (2014) | Sonstige | Nanotechnologie | Allgemeine Aspekte der Arbeitsgesundheit und -sicherheit | This TS provides a guidance for the responsible development of nanotechnologies taking into account: Board Accountability; Stakeholder Involvement; Worker Health and Safety; Benefits to and Risks for Public Health, Safety and the Environment; Wider Social and Ethical Implications and Impacts; Engagement with Business Partners; Transparency and Disclosure. NOTE 1 : This TS contributes to social responsibility as defined in ISO 26000:2010 NOTE 2 : Nanotechnology activities include industrial production, R&D, services, and marketing of products This TS neither covers labelling and advertising aspects nor is it intended for certification purposes, nor does it imply any legally binding agreements. This TS intendeds to cover nanotechnology activities involving manufactured nanomaterials, and where relevant incidental nanomaterials. EHS Topics Discharges to soil, Discharges to water, Emissions to air, Waste, Risk to the environment from accidents/ misuse |  | Internes Arbeitspapier | nano-spezifisch/ | [11 empty] | 1 |  | Richtlinien zum verantwortlichen Umgang mit Nanomaterialien
CEN (WI 00352023) | In Bearbeitung CEN/TS (WI 00352023) | Manufactured nanomaterials (MNMs) in the construction industry. Guidelines for occupational risk management | CEN/TC 352 | Projekt in Bearbeitung | Sonstige: | Hergestelle Nanomaterialien | Allgemeine Risiken | This Technical Specification provides guidelines on occupational risk management of MNMs in the construction industry. The aim is the particularization of guidelines for implementation of OHSAS 18001 for MNMs risks on construction sector activities, including guidelines and best practices or risk management included in ISO 31000 applied to nano-risks. The TS allows organizations of construction sector, large and SMEs, with an OHSAS model implemented to consider MNMs risks into their model, and also companies with no experience in health and safety management systems, particularly SMEs, to initiate the path to a complete OH&S management system with the implementation of MNMs Risk management as first step. This document can be applied in any type of organization in construction industry regardless of type and size, in all its areas and levels. Every subsector involved in construction cycle could apply the documents but with different necessities, perceptions and criteria (manufacture, building and civil construction and demolition). This TS is designed as a practical document with an structure that includes for every requirement a brief explanation on this requirement implementation and specific recommendations based on the conclusions of SCAFFOLD work in product design, risk prevention, risk assessment and risk protection regarding MNMs use. It also includes as additional information (tables, figures and annexes with exposure limits, decision flowcharts, etc.) some examples as practical elements to be achieved the objectives of MNM risk management. Additionally this document includes an annex with real case studies developed, that contributes to illustrate in a realistic approach, the implementation of the requirement in different construction sector activities in the constructor sector life cycle. |  | Internes Arbeitspapier | nano-spezifisch/ Mandat M/461 | [11 empty] | 1 |  | Richtlinien zum Risikomanagement für Nanomaterialien im Bausektor |  | 1
CEN (WI 0035211f207) | In Bearbeitung CEN/TS (WI 0035211f207) | "Nanotechnologies – Guidelines for aspects of Life Cycle Assessment specific to nanomaterials" | CEN/TC 352 | Projekt in Bearbeitung | sonstige | Hergestelle Nanomaterialien | Lebenszyklus-Aspekte | This project will provide guidelines for the assessment and management of the whole life cycle of products and devices containing nanomaterials and in particular containing nanoobjects |  | Internes Arbeitspapier | nano-spezifisch | [11 empty] | 1 |  | Richtlinien zum Life-Ccle-Assessment von Nanomaterialien
CEN (WI 0035212) | In Bearbeitung CEN/TS (WI 0035212) | "Nanotechnologies – Guidance on detection and identification of nano-objects in complex matrices" | CEN/TC 352 | Projekt in Bearbeitung | Test-/Messmethoden | NOAA | Identifikation von Nano-Objekten | This project will provide guidelines for detection and identification of manufactured nano-objects in plants producing and using them, to prevent worker exposure and environment dissemination in the atmosphere, water and soil through waste streams. |  | Internes Arbeitspapier | nano-spezifisch/ Mandat M/461 | [5 empty] | 1 | 1 | [6 empty] | Richtlinien zur Bestimmung von Nanoobjekten in komplexen Matrices
CEN (WI 0035213) | In Bearbeitung CEN/TS (WI 0035213) | "Nanotechnologies – Guidelines for determining protocols for the explosivity and flammability of powders containing nano-objects (for transport, handling and storage)" | CEN/TC 352 | Projekt in Bearbeitung | Test-/Messmethoden | NOAA | Entflammbarkeit, Explosivität | This project will provide guidelines for determining explosivity and flammability properties of manufactured nano-objects in powder. The explosivity and flammability properties have to be given in the safety data sheet for a safe storage, handling and transport of any powder. |  | Internes Arbeitspapier | nano-spezifisch/ Mandat M/461 |  |  | 1 |  |  |  |  | 1 | 1 |  |  |  |  | Richtlinien zur Bestimmung der Explosivität und Entflammbarkeit von Nanopulvern
CEN (WI 0035214) | In Bearbeitung CEN/TS (WI 0035214) | "Nanotechnologies – Guidelines for the management and disposal of waste from the manufacturing and processing of manufactured nano-objects" | CEN/TC 352 | Projekt in Bearbeitung | Prozessbeschreibung/ Leitfaden | NOAA | k.A. | The document PWI 00352014 "Nanotechnologies – Guidelines for the management and disposal of waste from the manufacturing and processing of manufactured nano-objects”, recommends safe occupational health and safety practices for the disposal, preparation and handling of manufactured nano-objects within the framework of current regulations. For example, this document does not refer to new proposed occupational exposure limits for nanomaterials. In addition, this document is built on existing regulations mainly the European framework directive for waste and the CLP regulations and refers to them. This document does not try to classify nano-object wastes differently or set up different threshold limits for nano-object wastes. It advice how to dispose safely these wastes within the current European regulatory framework. |  | Internes Arbeitspapier | nano-spezifisch/ Mandat M/461 | [11 empty] | 1 | 1 | Richtlinien zum Umgang mit Abfällen, die Nanomaterialien enthalten
IEC 62844 | IEC 113/196/CD:2013 VDE V 0051-1 | "Richtlinien für Qualitäts- und Risikobeurteilung von nanobasierten elektrotechnischen Produkten" | IEC/TC 113 Deutsche Fassung durch: DKE/K 141 | Veröffentlicht: (2014-04-00) | Test-/Messmethoden | Nanobasierte elektrotechnische Produkte | Allgemeine Qualitäts- und Umwelt-, Gesundheits- und Sicherheitsanforderungen | Dieses Dokument stellt eine empfohlene Methodik zur Verfügung, die es gestattet, relevante Parameter von Nanomaterialien zu identifizieren. Es beschreibt eine generische Richtlinie, um die systematische Beurteilung von Qualitäts- und Umwelt-, Gesundheits- und Sicherheitsanforderungen (EHS) für nanobasierte oder nanounterstützte (NE) Produkte zu implementieren. | Einleitung ..........................................................................7 1 Anwendungsbereich ........................................................ 8 2 Normative Verweisungen .................................................8 3 Begriffe ...........................................................................9 4 Qualitäts- und Risikobeurteilung ....................................11 4.1 Allgemeine Anforderung .............................................11 4.2 Beurteilungsmodell ......................................................12 4.3 Analysemethoden .......................................................15 5 Allgemeine Anforderungen an die Beurteilung der Qualität und die Risiken von nanobasierten Produkten ......16 5.1 Bedingungen fUr die Verwendung von nanobasierten Produkten 16 5.2 Risikomanagementprozess for nanobasierte Produkte .16 5.3 Unabdingbare Leistungsféhigkeits—MessgrOBen ........ 16 5.4 Erwartete Lebensdauer ............................................... 16 5.5 Sicherheit von nanobasierten Produkten .....................16 5.6 Nanobasierte Produkte, die in direkten Kontakt mit Personen kommen 16 5.4 Erwartete Lebensdauer ................................................16 5.5 Sicherheit von nanobasierten Produkten .................... 16 5.6 Nanobasierte Produkte, die in direkten Kontakt mit Personen kommen 16 5.7 Komponenten von nanobasierten Produkten ..............16 5.8 Allgemeine Prufanforderungen ....................................16 6 Spezielle Beurteilungsanforderungen für nanobasierte Produkte .17 6.1 EHS-Management für Nanomaterialien .......................17 6.2 Allgemeine Qualitätslenkung .......................................17 6.3 Allgemeines Risikomanagement ..................................17 Anhang A (informativ) Allgemeine Richtlinie und Erklärungen 19 Anhang B Allgemeine Richtlinie für die Deklaration der Anspruchsgruppen .......................................................20 Anhang C (informativ) Allgemeine Richtlinie für die Bestimmung von Indikatoren mit hoher Korrelation ........21 Literaturhinweise ..............................................................24 | Standarddokument | nano-spezifisch | [10 empty] | 1 | 1 |  | Generische Richtlinie zur systematischen Beurteilung von Qualitäts- und Umwelt-, Gesundheits- und Sicherheitsanforderungen (EHS) für nanobasierte oder nanounterstützte (NE) elektrotechnische Produkte.
CEN (WI 00195022) | In Bearbeitung CEN TS (WI 00195022) | Methodology to determine effectiveness of filtration media against nanomaterials - 3-30 nm size range | ISO/TC 142 CEN/TC 195 | To be published 2021 | Produktspezifikation | Filtrationsmedien | Filtrationseffizienz | Kurzreferat nicht vorhanden |  | CEN-Roadmap | nano-spezifisch/ Mandat M/461 | [9 empty] | 1 |  |  |  | Methode zur Bestimmung der Wirksamkeit von Filtrationsmedien gegenüber Nanomaterialien
CEN (WI 00195034) | In Bearbeitung EN (WI 00195034) | “Methodology to determine effectiveness of filtration media against nanomaterials - 20-500 nm size range” | ISO/TC 142 CEN/TC 195 | To be published 2021 | Produktspezifikation | Filtrationsmedien | Filtrationseffizienz | Kurzreferat nicht vorhanden |  | CEN-Roadmap | nano-spezifisch/ Mandat M/461 | [9 empty] | 1 |  |  |  | Methode zur Bestimmung der Wirksamkeit von Filtrationsmedien gegenüber Nanomaterialien
ISO 13138 | ISO 13138:2012 DIN EN ISO 13138 | Air quality - Sampling conventions for airborne particle deposition in the human respiratory system, Deutsche Fassung: "Luftbeschaffenheit - Probenahmekonventionen für die Abscheidung luftgetragener Partikel im menschlichen Atmungssystem" | ISO/TC 146/SC 2 | Veröffentlicht: (2012-04) | Test-/Messmethoden | Aerosole | Partikelabscheidung im Atemtrakt | Das Dokument stellt Probenahmekonventionen zur Definition idealisierter Sammler vor, um die Abscheidung nicht flüchtiger, nicht hygroskopischer, nicht faserförmiger Aerosole an fünf genau bezeichneten geometrischen Orten (Loci) des Atemtrakts, die nach einem von der Internationalen Kommission für Strahlenschutz entwickelten Modell (ICRP Modell) berechnet wurden, abschätzen zu können. Die Konventionen ergänzen die derzeit international angewendeten in ISO 7708 festgelegten Konventionen zum Eindringen von Partikeln (einatembare, thorakale und alveolengängige Fraktion), um in Arbeitumgebungen für aerodynamische Durchmesser von über 0,1 µm die Übereinstimmung mit den zulässigen Expositionsniveaus zu ermitteln." | Vorwort ..............................................................................3 Einleitung ...........................................................................4 1 Anwendungsbereich .........................................................6 2 Normative Verweisungen .................................................6 3 Begriﬂe ............................................................................6 4 Kurzbeschreibung .............................................................9 4.1 Allgemeines ..................................................................9 4.2 Begründung fiir die ersten Konventionen zum Eindringen von Partikeln (EN 481 und ISO 7708) .............9 4.3 Notwendigkeit von Konventionen zur Partikelabscheidung ............................................................9 4.4 Vorgesehene Anwendung ..............................................9 5 Annahmen und Näherungen .........................................10 6 Probenahmekonventionen fiir die Partikelabscheidung ..10 Anhang A (infonnativ) Abscheidevariation und deren Korrektur ...................................................................... ..15 Literaturhinweise ..............................................................21 | Standarddokument | Z.T. Hinweise auf Anwendbarkeit für ultrafeine Partikel |  | 1 |  |  | 1 |  | 1 | [6 empty] | Beschreibung von Probenahmekonventionen und Modellen zur Bestimmung der Abscheidung nicht flüchtiger, nicht hygroskopischer, nicht faserförmiger Aerosole im Atemtrakt
ISO 27628 | ISO/TR 27628:2007 | "Arbeitsplatzatmosphäre - Ultrafeine, nanoteilige und nanostrukturierte Aerosole - Charakterisierung und Bewertung der Inhalationsexposition" | ISO/TC 146/SC 2 | Veröffentlicht: (2007-02-01) | Produktspezifikation | NOAA | Inhalative Exposition | ISO/TR 27628:2007 contains guidelines on characterizing occupational nanoaerosol exposures and represents the current state-of-the-art, with an emphasis on nanometre-diameter particles. Background information is provided on the mechanisms of nanoaerosol formation and transportation within an occupational setting and on industrial processes associated with nanoaerosol exposure. Exposure metrics appropriate to nanoaerosols are discussed, and specific methods of characterizing exposures with reference to these metrics are covered. Specific information is provided on methods for bulk aerosol characterization and single particle analysis. | Foreword .........................................................................................................................................................iv Introduction ......................................................................................................................................................v 1 Scope ...............................................................................................................................................1 2 Terms and definitions ....................................................................................................................1 3 Symbols and abbreviated terms ...................................................................................................4 4 Background ....................................................................................................................................5 4.1 Nanoaerosols (including ultrafine aerosols) and potential health effects ...............................5 4.2 Lung deposition of nanoparticles ................................................................................................6 4.3 Transport of nanoparticles in the body .......................................................................................9 4.4 Physical behaviour of nanoaerosols ............................................................................................9 4.4.1 Formation ........................................................................................................................................9 4.4.2 Coagulation ...................................................................................................................................10 4.4.3 Transport .......................................................................................................................................11 4.5 Physiological basis for defining nanoparticles and nanoaerosols ........................................11 4.5.1 General ..........................................................................................................................................11 4.5.2 Biologically-relevant definitions of particle diameter ..............................................................11 4.5.3 Biological significance of particle size ......................................................................................12 4.5.4 Significance of nanoparticle agglomeration/aggregation ........................................................12 4.5.5 Summary .......................................................................................................................................12 5 Sources of occupational nanoaerosols .....................................................................................13 6 Characterizing exposure to occupational nanoaerosols .........................................................15 6.1 Exposure assessment strategies ...............................................................................................15 6.1.1 Introduction ..................................................................................................................................15 6.1.2 Considerations for exposure assessment strategies ..............................................................15 6.1.3 Sampling .......................................................................................................................................16 6.1.4 Miscellaneous ...............................................................................................................................18 6.1.5 Exposure assessment strategies -- Summary ..........................................................................18 6.2 Particle ensemble characterization methods ............................................................................18 6.2.1 General ..........................................................................................................................................18 6.2.2 Mass concentration ......................................................................................................................18 6.2.3 Surface-area concentration .........................................................................................................19 6.2.4 Number concentration .................................................................................................................20 6.3 Size-resolved characterization ...................................................................................................21 6.3.1 Measuring size distribution using particle mobility analysis ..................................................21 6.3.2 Measuring particle size distribution using inertial deposition ................................................22 6.3.3 Electrical low pressure impactor measurements .....................................................................23 6.3.4 Diffusion batteries ........................................................................................................................23 6.4 On-line chemical analysis ...........................................................................................................23 6.5 Single particle analysis ...............................................................................................................24 6.5.1 General ..........................................................................................................................................24 6.5.2 Electron microscopy imaging and analysis methods ..............................................................25 6.5.3 Single particle analysis in the scanning force microscope .....................................................25 7 Summary .......................................................................................................................................26 Annex A (informative) Electron microscopy sample collection and preparation .................................. 27 Bibliography .................................................................................................................................................. 30 | Standarddokument | nanospezifisch |  |  |  |  | 1 | 1 | 1 | [6 empty] | Expositionsbestimmung: Bewertung der inhalativen Exposition von Nanoaerosolen
ISO 28439 | ISO 28439:2011 DIN EN ISO 28439 | "Arbeitsplatzatmosphäre - Charakterisierung ultrafeiner Aerosole/Nanoaerosole - Bestimmung der Grössenverteilung und Anzahlkonzentration mit differentiellen elektronischen Mobilitätsanalysesystemen" | ISO/TC 146/SC 2 CEN/TC 137 | Veröffentlicht: (2011-07) | Test-/Messmethoden | Nanoerosole | Größenverteilung, Anzahlkonzentration | Dieses Dokument legt die Bestimmung der Größenverteilung und der Anzahlkonzentration ultrafeiner Aerosole und Nanoaerosole mit Mobilitäts-Partikelsichtern (auch Differential-Mobilitätsanalyser genannt) fest. Es liefert einen Leitfaden zur Probenahme für Fachleute auf dem Gebiet der Arbeitshygiene und für die Forschung, um Expositionen gegenüber ultrafeinen Aerosolen und Nanoaerosolen in der Arbeitsplatzatmosphäre effektiv charakterisieren und überwachen zu können. | Foreword ........................................................................ iv Introduction .................................................................... v 1 Scope .............................................................................1 2 Terms and deﬁnitions ....................................................1 2.1 Electric double layer ...................................................1 2.2 Electrokinetic phenomena ......................................... 2 2.3 Electroacoustic phenomena ....................................... 4 3 Symbols ........................................................................ 5 4 Theory: general comments ........................................... 6 5 Elementary theories, Smoluchowski’s limit for electrokinetics ................................................................ 7 5.1 General ..................................................................... 7 5.2 Electrophoresis .......................................................... 7 5.3 Electroosmosis .......................................................... 8 5.4 Streaming current or potential ................................... 8 5.5 Sedimentation potential or current ............................ 8 6 Elementary theories, Smoluchowski’s limit for electroacoustics ................................................................8 6.1 General ..................................................................... 8 6.2 O’Brien’s theory for dynamic electrophoretic mobility .......................................................................... 9 6.3 Smoluchowski limit theory for dynamic electrophoretic mobility ................................................. 9 7 Advanced theories ...................................................... 10 8 Equilibrium dilution and other sample modifications.....10 Annex A (informative) Electric double layer models ...... 12 Annex B (informative) Surface conductivity ...................18 Annex C (informative) Debye length ..............................20 Annex D (informative) Advanced electrophoretic theories ..........................................................................21 Annex E (informative) Advanced electroacoustic theories ..........................................................................24 Bibliography .................................................................26 | Standarddokument | nano-spezifisch | [6 empty] | 1 | [6 empty] | Leitfaden zur Probenahme und Messung ultrafeiner Aerosole und Nanoaerosole in der Arbeitsplatzatmosphäre . Anhang zu Verfahren der Expsitionsbestimmung (informativ)
ISO 12025 | DIN CEN ISO/TS 12025 DIN SPEC 52406 | "Nanomaterialien - Quantifizierung der Freisetzung von Nanoobjekten aus Pulvern durch Aerosolerzeugung" (ISO/TS 12025:2012)", Deutsche Fassung CEN ISO/TS 12025:2015 | ISO/TC 229 | Veröffentlicht: (2015-07-00) | Test-/Messmethoden | Pulver, NOAA | Verstaubung | Diese Technische Spezifikation stellt Verfahren zur Quantifizierung der Freisetzung von Nanoobjekten aus Pulvern als Ergebnis der Behandlung, von der Handhabung bis zur Hochenergiedispersion, durch Messung der freigesetzten Aerosole nach einer definierten Aerosolerzeugung zur Verfügung. Zusätzlich zu massebezogenen Informationen wird das Aerosol hinsichtlich Partikelkonzentration und Größenverteilung charakterisiert. Um den gesamten Größenbereich der erzeugten Partikel zu charakterisieren wird in dieser Technischen Spezifikation sowohl die Messung der Nanoobjekte als auch die der Agglomerate und Aggregate empfohlen. Diese Technische Spezifikation stellt Anforderungen an die Auswahl der Verfahren der Pulverprobenahme, die Probenpräparation, die Entwickulung der Prüfprotokolle, die Messung der Partikelfreisetzung sowie die Angabe der Daten zur Verfügung. | Einleitung ......................................................................... 4 1 Anwendungsbereich ....................................................... 6 2 Normative Verweisungen ............................................... 6 3 Begriffe und Abkürzungen .............................................. 6 3.1 Allgemeine Begriffe .................................................... 6 3.2 Begriffe in Bezug auf Partikeleigenschaften und Messung .............. 7 4 Symbole ...................................................................... 10 5 Faktoren, welche die Ergebnisse der Nanoobjekt-Freisetzung aus Pulvern beeinflussen 10 5.1 Auswahl des Prüfverfahrens ...................................... 10 5.2 Materialeigenschaften, welche die Nanoobjekt-Freisetzung aus Pulver beeinflussen 10 5.3 Prüfungsphasen ......................................................... 12 6 Prüfanforderungen ....................................................... 12 6.1 Allgemeines .............................................................. 12 6.2 Sicherheitsbeurteilung................................................ 12 6.3 Probenherstellung ..................................................... 13 6.4 Probenbeanspruchung ................................................ 13 6.5 Messung luftgetragener Nanoobjekte ......................... 15 7 Anforderung an den Prüfstand und das Prüfprotokoll ............................................................ 20 8 Dokumentation der Daten ............................................ 21 Anhang A (informativ) Betrachtungen hinsichtlich der Auswahl des Beanspruchungsverfahrens ........................... 22 Anhang B (informativ) Verfahren mit rotierender Trommel und Verfahren mit kontinuierlichem Fall ......... 24 Anhang C (informativ) Vortex-Schüttler-Verfahren ........ 26 Anhang D (informativ) Dynamisches Verfahren ............. 28 Anhang E (informativ) Dispergierprinzipien ................... 31 Anhang F (informativ) Auswahl von Messverfahren zur Nanoobjekt-Detektion ............................................. 32 Perinorm-Link: https://secure.beuth.de/cmd%3Bjsessionid=JKW1BYAVFZX7RU3WSX0VC6MV.2?workflowname=infoInstantdownload&docname=2274425&contextid=beuth&servicerefname=beuth&ixos=toc | Standarddokument | nano-spezifisch |  |  | 1 |  |  | 1 |  |  |  | 1 | 1 |  |  | Beschreibung eines Messverfahrens zur Verstaubung von Nanopulvern als Basis zur Expositionsbeurteilung. In Kap. 6.2 werden Hinweise zur Gefährdungsbeurteilung gegeben.
ISO 12885 | ISO/TR 12885 | Nanotechnologien - Gesundheits- und Sicherheitsvorkehrungen an Arbeitsstätten in Bezung auf Nanotechnologien | ISO/TC 229 | Veröffentlicht: 2008-10-01 | sonstige | Hergestelle Nanomaterialien | Toxische Effekte, Gefährdungen beim Umgang (Explosion, katalytische Reaktionen, Gefährdungen bei der Herstellung), Expositionsparameter | ISO/TR 12885:2008 describes health and safety practices in occupational settings relevant to nanotechnologies. ISO/TR 12885:2008 focuses on the occupational manufacture and use of engineered nanomaterials. It does not address health and safety issues or practices associated with nanomaterials generated by natural processes, hot processes and other standard operations which unintentionally generate nanomaterials, or potential consumer exposures or uses, though some of the information in ISO/TR 12885:2008 might be relevant to those areas. Use of the information in ISO/TR 12885:2008 could help companies, researchers, workers and other people to prevent adverse health and safety consequences during the production, handling, use and disposal of manufactured nanomaterials. This advice is broadly applicable across a range of nanomaterials and applications. | Foreword ..........................................................................vi 1. Introduction ..................................................................1 2. Scope .............................................................................2 Bibliography ......................................................................2 3. Nanomaterials: description and manufacturing ...............3 3.1. Engineered nanomaterials ...........................................3 3.1.1. Carbon containing nanomaterials .............................3 3.1.2. Oxides .....................................................................4 3.1.3. Metals .....................................................................5 3.1.4. Quantum dots ..........................................................5 3.1.5. Organic polymeric nanomaterials ............................5 3.1.6. Bio-inspired nanomaterials ......................................6 3.2. Production processes ..................................................6 3.2.1. Typical production processes ...................................6 3.2.2. Aerosol generation methods .....................................7 3.2.3. Vapor deposition methods ........................................7 3.2.4. Colloidal/self-assembly methods ...............................7 3.2.5. Electrodeposition .....................................................7 3.2.6. Electro-spinning .......................................................7 3.2.7. Attrition methods ....................................................7 Bibliography ......................................................................8 4. Hazard characterization .................................................9 4.1. Health effects .............................................................9 4.1.1. Basic principles and uncertainties ...........................10 4.1.2. Potential relevance of health effects information about incidental or naturally-occurring nanoparticles and nanofibers ..................................................................10 4.1.3. Relationship between toxicity and surface area, surface chemistry, and particle number .............................11 4.1.4. Inflammatory response to nanoparticles ................11 4.1.5. Animal and cell-culture studies ...............................12 4.1.6. Observations from epidemiological studies involving fine and nanoscale particles ..............................15 4.2. Physical hazards ........................................................15 4.2.1. Fire (exothermic events) ........................................15 4.2.2. Safety considerations in manufacturing nanomaterials ...................................................................16 Bibliography .....................................................................16 5. Exposure assessment to nanomaterials .........................23 5.1. Introduction ..............................................................23 5.2. Scientific framework for assessing exposure to nanomaterials ...................................................................23 5.2.1. Routes of exposure .................................................23 5.2.2. Metric for assessing exposure to airborne nanomaterials ...................................................................24 5.3. Review of methods for characterizing exposure to nanoparticles ...................................................................26 5.3.1. General ..................................................................26 5.3.2. Mass concentration ................................................28 5.3.3. Number concentration ............................................29 5.3.4. Surface area concentration .................................... 30 5.3.5. Nanoparticle size distribution measurement ........... 31 5.3.6. Sample collection for material characterization ..... 32 5.3.7. Measurement of high length : width aspect ratio particles of nanomaterials ................................................ 33 5.3.8. Sampling strategy issues ......................................... 34 5.4. Dermal exposure assessment ..................................... 35 5.4.1. Sampling ................................................................ 35 5.4.2. Sample characterization ......................................... 36 5.5. Dose (internal exposure) assessment ......................... 36 5.6. Discussion ................................................................ 37 Bibliography ................................................................... 37 6. Risk assessment in occupational settings ...................... 41 6.1. Introduction and scope ............................................. 41 6.2. Risk assessment for nanomaterials ........................... 41 6.2.1. Quantitative and qualitative risk assessment .......... 42 6.2.2. Hazard identification ............................................. 42 6.2.3. Exposure-response assessment ............................... 43 6.2.4. Exposure assessment ............................................. 45 6.2.5. Risk characterization ............................................. 45 6.3. Conclusions .............................................................. 46 Bibliography .................................................................... 46 7. Control methodologies ................................................ 47 7.1. Introduction ............................................................. 47 7.2. Implication of risk assessment in regard to control methodologies .................................................... 48 7.2.1. Strategies for control ............................................ 48 7.3. Examination of control methodologies .................... 50 7.3.1. Exposure prevention ............................................. 50 7.3.2. Control strategies .................................................. 51 7.3.3. Eliminating the hazards through effective design ....51 7.3.4. Substitution of raw materials, products, processes and equipment .................................................. 51 7.3.5. Engineering control techniques .............................. 52 7.3.6. Administrative means for the control of workplace exposures ........................................................ 59 7.3.7. Evaluating the work environment ......................... 63 7.3.8. Personal protective equipment (PPE) ........................................................................................ 64 7.4. Health surveillance ................................................... 69 7.5. Product stewardship ................................................. 70 Bibliography .................................................................... 70 Appendix 7.1. Assigned protection factors (APFs) for respirators (from USACHPPM 55-011-1106). A comparison of past and present APFs .......................... 76 Appendix 7.2. Advantages and disadvantages of different types of Air-Purifying Particulate Respirators - using information from the U. S. NIOSH Respirator Selection Logic. ..............................................59 Annex A. Symbols and abbreviated terms ........................ 77 | Standarddokument | nano-spezifisch | [6 empty] | 1 |  | 1 | 1 | 1 | 1 |  | Beschreibung von nanobezogenen Gesundheits- und Sicherheitspraktiken, basierend auf US NIOSH Aktivitäten | 1 | 1
ISO 12901-1 | ISO/TS 12901-1 Vornorm | "Nanotechnologien - Risikomanagement am Arbeitsplatz im Hinblik auf Nanomaterialien - Teil 1 : Prinzipien und Ansätze" | ISO/TC 229 | Veröffentlicht: (2012-11-00) | sonstige | NOAA | Risiken beim Umgang, | ISO/TS 12901:2012 provides guidance on occupational health and safety measures relating to engineered nanomaterials, including the use of engineering controls and appropriate personal protective equipment, guidance on dealing with spills and accidental releases, and guidance on appropriate handling of these materials during disposal. ISO/TS 12901:2012 is intended for use by competent personnel, such as health and safety managers, production managers, environmental managers, industrial/occupational hygienists and others with responsibility for the safe operation of facilities engaged in production, handling, processing and disposal of engineered nanomaterials. ISO/TS 12901:2012 is applicable to engineered materials that consist of nano-objects such as nanoparticles, nanofibres, nanotubes and nanowires, as well as aggregates and agglomerates of these materials (NOAA). | Foreword ............................................................................v Introduction ......................................................................vi 1 Scope ..............................................................................1 2 Terms and deﬁnitions ..................................................... 1 3 Symbols and abbreviated terms ........................................3 4 Nanomaterial types and characteristics ...........................4 4.1 General ........................................................................4 4.2 Fullerenes .....................................................................5 4.3 Carbon nanotubes .........................................................5 4.4 Nanowires ....................................................................5 4.5 Quantum dots .............................................................. 5 4.6 Metals and metal oxides, ceramics ................................5 4.7 Carbon black ................................................................5 4.8 Dendrimers ................................................................. 6 4.9 Nanoclays ....................................................................6 5 Nanomaterial hazard, exposure and risk ..........................6 5.1 General ........................................................................6 5.2 Potential risk considerations to health from inhalation of NOAAs .........................................................6 5.3 Potential risk considerations to health from dermal exposure or ingestion ..............................................7 5.4 NOAAs as hazardous materials .....................................8 5.5 Risk of ﬁre and explosion from NOAAs .......................8 6 General approach to managing risks from N 0AAs ..........8 7 Identiﬁcation and competence of person conducting risk assessment .................................................................10 Information collection .....................................................11 Health risk evaluation .......................................................11 9.1 General .......................................................................11 9.2 Assessing the hazard ................................................... 12 9.3 Assessing exposure ......................................................12 9.4 Assessing and prioritizing health risk ..........................13 9.5 Document and review .................................................13 Control of risk ..................................................................13 10.1 Hierarchy of control ................................................ 13 10.2 Control of exposure ..................................................14 10.3 Selection of controls ............................................... 15 10.4 Evaluation of the effectiveness of control ................16 10.5 Information, instruction and training ........................17 Measurement methods for evaluating controls ..................17 11.1 Need for measurement ..............................................17 11.2 Selection of instruments ...........................................18 11.3 Sampling strategy .................................................... 20 1 1.4 Limitations ..............................................................21 Health surveillance ...........................................................22 Spillages and accidental releases ........................................22 Disposal procedures ..........................................................23 14.1 Planning the storage and disposal of nanomaterials ..23 14.2 Storage of nanomaterial waste prior to disposal ........23 14.3 Disposal of nanomaterial waste ................................ 23 Prevention of ﬁre and explosion .......................................24 Annex A (informative) Control approaches .....................25 Bibliography .....................................................................33 | Standarddokument | nano-spezifisch | [6 empty] | 1 |  |  | 1 | 1 | 1 | 1 | Leitfaden zu nanobezogenen Gesundheits- und Sicherheitspraktiken inclusive Aggregaten und Agglomeraten von Nanomaterialien | 1 | 1
ISO 12901-2 | ISO/TS 12901-2 Vornorm | "Nanotechnologie - Risikomanagement am Arbeitsplatz für hergestellte Nanomaterialien - Teil 2 : Anwendung des Control-Banding-Ansatzes" | ISO/TC 229 | Veröffentlicht: (2014-01) | sonstige | NOAA | Risiken beim Umgang | ISO/TS 12901-2:2014 describes the use of a control banding approach for controlling the risks associated with occupational exposures to nano-objects, and their aggregates and agglomerates greater than 100 nm (NOAA), even if knowledge regarding their toxicity and quantitative exposure estimations is limited or lacking. The ultimate purpose of control banding is to control exposure in order to prevent any possible adverse effects on workers' health. The control banding tool described here is specifically designed for inhalation control. Some guidance for skin and eye protection is given in ISO/TS 12901‑1. ISO/TS 12901-2:2014 is focused on intentionally produced nano-objects such as nanoparticles, nanopowders, nanofibres, nanotubes, nanowires, as well as of aggregates and agglomerates of the same. As used in ISO/TS 12901-2:2014, the term "NOAA" applies to such components, whether in their original form or incorporated in materials or preparations from which they could be released during their lifecycle. ISO/TS 12901-2:2014 is intended to help businesses and others, including research organizations engaged in the manufacturing, processing or handling of NOAA, by providing an easy-to-understand, pragmatic approach for the control of occupational exposures. | Foreword ...........................................................................iv Introduction........................................................................11 Scope .............................................................................. 1 2 Normative references ..................................................... 1 3 Terms and definitions.......................................................1 4 Symbols and abbreviated terms........................................ 4 5 General framework for control handing applied to NOAA........................................................................... 4 5.1 General ........................................................................ 4 5.2 Information gathering and data recording .................... 5 5.3 Hazard banding ............................................................ 6 5.4 Exposure banding......................................................... 6 5.5 Control banding............................................................ 6 5.6 Review and data recording............................................ 7 6 Information gathering .................................................... 7 6.1 NOAA characterizatiom............................................... 7 6.2 Exposure characterization ........................................... 8 6.3 Characterization of control measures........................... 9 7 Control banding implementation .................................. 10 7.1 Preliminary remarks .................................................. 10 7.2 Hazard band setting......................................................10 7.3 Exposure band setting................................................. 16 7.4 Control band setting and control strategies................. 20 7.5 Evaluation of controls ................................................21 7.6 Retroactive approach — Risk banding........................ 22 8 Performance, review and continual improvement...........24 8.1 General .......................................................................24 8.2 Objectives and performance.........................................24 8.3 Data recording ........................................................... 24 8.4 Management review.....................................................25 Annex A [informative] Exposure algorithm in the Stoﬂ'enmanager risk banding approach ._.__..__.-26 Annex B [informative] Health hazard class according to GHS...................................................................................29 Bibliography......................................................................30 | Standarddokument | nano-spezifisch | [6 empty] | 1 |  |  | 1 | 1 | 1 |  | Leitfaden zu nanobezogenem Control Banding-Ansatz bezogen auf Inhalationsrisiken inclusive Aggregaten und Agglomeraten von Nanomaterialien | 1 | 1
ISO 13121 | ISO/TR 13121:2011 | "Nanotechnologien - Risikobewertung von Nanomaterialien" | ISO/TC 229 | Veröffentlicht: (2011-05) | Prozessbeschreibung/ Leitfaden | Hergestelle Nanomaterialien | Risiken beim Umgang | ISO/TR 13121:2011 describes a process for identifying, evaluating, addressing, making decisions about, and communicating the potential risks of developing and using manufactured nanomaterials, in order to protect the health and safety of the public, consumers, workers and the environment. ISO/TR 13121:2011 offers guidance on the information needed to make sound risk evaluations and risk management decisions, as well as how to manage in the face of incomplete or uncertain information by using reasonable assumptions and appropriate risk management practices. Further, ISO/TR 13121:2011 includes methods to update assumptions, decisions, and practices as new information becomes available, and on how to communicate information and decisions to stakeholders. ISO/TR 13121:2011 suggests methods organizations can use to be transparent and accountable in how they manage nanomaterials. It describes a process of organizing, documenting, and communicating what information organizations have about nanomaterials. | Foreword............................................................................iv Introduction........................................................................v 1 Scope...............................................................................1 2 Symbols and abbreviated terms.........................................1 3 Summary of the process described in this Technical Report.................................................................................3 4 Describe Materials and applications..................................5 4.1 General........................................................................5 4.2 Materials descriptions...................................................6 4.3 Materials sourcing.........................................................6 4.4 Manufacturing...............................................................6 4.5 Distribution...................................................................6 4.6 Use/reuse/maintrance.....................................................7 4.7 End of life/recyclelwaste management ..........................7 4.8 Questions to ask regarding the nanomaterial..................7 4.8.1 Questions to ask regarding the descrption of nanomaterials......................................................................7 4.8.2 Questions to ask regarding the descrption of applications.........................................................................7 5 Proﬁles of the nanomaterials' properties, hazards and exposures............................................................................8 5.1 General.........................................................................8 5.1.1 Introduction...............................................................8 5.1.2 The use of data sets....................................................8 5.1.3 Use of default values and assumptions........................9 5.1.4 Evaluating data quality .............................................10 5.2 Develop physicallchernical properties proﬁle..............10 5.3 Develop hazard proﬁle.................................................11 5.3.1 Introduction.............................................................11 5.3.2 Testing issues............................................................11 5.3.3 Use of l‘bridging Information”..................................12 5.3.4 The process of creating the hazard proﬁle ...............13 5.4 Develop exposure profile.............................................14 5.4.1 Introduction.............................................................14 5.4.2 The process of developing the exposue profile.........15 6. Evaluate risks................................................................20 6.1 General........................................................................20 6.2 The risk evaluation process ........................................22 7. Assess risk management options...................................22 8. Decide, document and act..............................................24 8.1 General........................................................................24 8.2 Assemble a cross-functional decision-making review team..................................................................................25 8.3 Review information.....................................................25 8.4 Consider business, legal and stakeholder issues..............26 8.5 Determine who is responsible for implementing recommended actions........................................................26 8.6 Based on these inputs, whether and how to proceed.....26 8.7 Determine additional data needs and initiate data collection as necessary.......................................................26 8.8 Establish and inplememt appropriate risk management, monitoring, comlpiance and communication process.........26 9. Review and adapt...........................................................28 9.1 General........................................................................28 9.2 As needed reviews........................................................28 9.3 Regular reviews............................................................28 9.4 Adapting risk management and collecting additional information, as appropriate...............................................29 9.5 Documenting and communicating any new decisions and actions........................................................................29 Annex A-G R 5 3 E l u. d Assess risk management options .. Decide, document and General Assemble a cross-functional decnslon~making review team Review information Consider business, legal, and stakeholder issues Determine who is responsinle for implementing recommended actions .. Based on these inputs, decide whether and how to Determine additional data needs and initiate data collection, as necessary................................26 Establish and inplement appropriate risk management, monitoring, compliance, and communication processes .26 Review and adapt OISOlel-Alridntsreserved iii ISOITR13121:2011(E) 9.2 9.3 9.4 9.5 Annex C (informative) Health hazard data set (alternative approach).... > a E 1% Regular reviews ...... Docunenting and communicating any new decisions and actions...............................................29 Annex A (informative) Data set of physical and chemical Annex B (informative) Tiered testing approach to health hazard data Annex D (informative) Environmental hazard data Annex E (informative) Environmental fate data set Annex F (informative) Output Annex G (informative) Sources and references for data sets | Standarddokument | nano-spezifisch | [6 empty] | 1 | 1 | 1 |  | 1 | 1 |  | Beschreibung eines generischen Prozesses zur Identifikation zur Identifikaion, Beurteilung, Handhabung und Kommunikation potenzieller Risiken bei Entwicklung und Anwendung von Nanomaterialien in Bezug auf Umwelt, Verbraucher und Arbeitsschutz
ISO 13329 | ISO/TR 13329 TR | "Nanomaterialien - Erstellung eines Sicherheitsdatenblatts" | ISO/TC 229 | Veröffentlicht: (2012-12-01) | sonstige | Hergestelle Nanomaterialien | Sicherheitsrelevante Materialeigenschaften | ISO/TR 13329:2012 provides guidance on the development of content for, and consistency in, the communication of information on safety, health and environmental matters in safety data sheets (SDS) for substances classified as manufactured nanomaterials and for chemical products containing manufactured nanomaterials. It provides supplemental guidance to ISO 11014:2009 on the preparation of SDSs generally, addressing the preparation of an SDS for both manufactured nanomaterials with materials and mixtures containing manufactured nanomaterials. | Foreword ...........................................................................iv lntroduction........................................................................v l Scope .............................................................................. 1 2 Normative references...................................................... 1 3 Terms and deﬁnitions ..................................................... 1 4 SDS preparation ............................................................. 6 4.1 General........................................................................ 6 4.2 Content and general layout of an SDS ......................... 6 5 Cut-off values / concentration limits .............................14 Annex A (informative) Example measurement methods and standards (ISO / TR 13014)[11]..................................15 Bibliography ....................................................................21 | Standarddokument | nano-spezifisch | [8 empty] | 1 |  |  |  |  | Leitfaden zur Erstellung von Sicherheitsdatenblättern für hergestellte Nanomaterialien und Produkte, die hergestellte NM enthalten. Verweise auf Methoden zur Materialcharakterisierung
ISO 18637 | In Bearbeitung ISO/TR 18637 | "General framework for the development of occupational exposure limits and bands for nano-objects and their aggregates and agglomerates (NOAA)" | ISO/TC 229 | In Bearbeitung: ISO stage code: 20.00 (2013-02-22) | sonstige | NOAA | Expositionsgrenzwerte | This Technical Report provides an overview of available methods and procedures for the development of occupational exposure limits (OELs) and occupational exposure bands (OEBs) for manufactured nano-objects, and their aggregates and agglomerates for use in occupational health risk management decision-making. |  | Internes Arbeitspapier | nano-spezifisch | [6 empty] | 1 |  |  |  |  | 1 |  | Übersicht zu Methoden zur Ableitung von Arbeitsplatzgrenzwerten und Expositionsbändern zu hergestellten Nanomaterialien | 1 | 1
ISO 13830 | ISO/TS 13830:2013 DIN CEN ISO/TS 13830 DIN SPEC 52405 | Nanotechnologies -- Guidance on voluntary labelling for consumer products containing manufactured nano-objects Deutsche Fassung: "Nanotechnologien - Leitfaden zur freiwilligen Kennzeichnung für industriell hergestellte Nanoobjekte enthaltende Konsumgüter" | ISO/TC 229 DIN NA 062-08-17 AA | Veröffentlicht: (2014-06) | sonstige | Hergestelle Nanomaterialien | Nanomaterialanteil | Diese Technische Spezifikation bietet einen Leitfaden zum Format und Inhalt der freiwilligen Kennzeichnung für industriell hergestellte Nanoobjekte (MNO) und Produkte, Zubereitungen und Gemische, die MNO enthalten. Sie enthält auch eine Anleitung zur Verwendung des Präfix "Nano" in diesen Produktkennzeichnungen. Diese Technische Spezifikation ist für die Anwendung durch Firmen und andere Organisationen, die in die Herstellung, Verteilung, Auslieferung, Handhabung, Verwendung und Entsorgung von MNO oder MNO enthaltenden Produkten (PCMNO) bzw. nanoskalige Phänomene zeigenden Produkten (siehe 3.9) eingebunden sind, ausgelegt. Für andere Kreise wie Behörden, Gesundheitspersonal, Endverbraucher, Verbraucherorganisationen, regierungsunabhängige Umweltorganisationen und Gewerkschaften kann sie ebenfalls hilfreich sein. Diese Technische Spezifikation gilt nicht für Nanoobjekte, die in natürlichen Prozessen (z. B. vulkanische Vorgänge) entstehen und keiner weiteren Verarbeitung unterzogen werden. Beiläufig anfallende Nanoobjekte (z. B. bei Dieselverbrennung entstehende und ähnliche Umweltschadstoffe) liegen außerhalb des Anwendungsbereiches dieser Technischen Spezifikation. Im Rahmen dieser Technischen Spezifikation umfasst der Begriff "industriell hergestellt" natürliche Materialien, die modifiziert wurden. Es wird auf geeignete Kennzeichnung von Produkten verwiesen, die Phänomene auf Grund Ihrer Nanoskaligkeit aufweisen. In Anbetracht der sehr schnellen nanotechnologischen Entwicklungen bezüglich der Charakterisierung und Effekte von MNO impliziert die nach dieser Technischen Spezifikation relevante Kennzeichnung keine Kenntnisse oder Eigenschaften, für die nur begrenzte oder keine wissenschaftlichen Daten verfügbar sind. Für eine Entscheidung, was zum Kennzeichnen von Produkten relevant ist, ist vorgesehen, dass sich die Anwender dieses Leitfadens, soweit möglich, bezüglich MNO und PCMNO in den Bereichen des öffentlichen Gesundheitswesens und des Arbeitsschutzes, der Sicherheit und des Umweltschutzes über den stand der Forschung auf dem Laufenden halten. | Vorwort .............................................................................3 Einleitung ..........................................................................4 1 Anwendungsbereich .........................................................5 2 Normative Verweisungen .................................................5 3 Begriffe ...........................................................................5 4 Etikettinhalt ...................................................................6 4.1 Allgemeines .................................................................6 4.2 Inhalt ...........................................................................7 5 Informationsbeschaffung aus anderen Quellen .................7 6 Etikett ............................................................................8 6.1 Allgemeines .................................................................8 6.2 Anbringung der Informationen .....................................8 Anhang A (informativ) Beispiele ........................................9 Literaturhinweise .............................................................10 | Standarddokument | nano-spezifisch | [11 empty] | 1 |  | Leitfaden zur freiwilligen Kennzeichnung für industriell hergestellte Nanoobjekte enthaltende Konsumgüter, z.T. Bezug zu Riskomanagemnt am Arbeitsplatz
ISO PWI | In Bearbeitung ISO/WD 00004 | Pigments and extenders — Determination of experimentally simulated nano-object release from paints, varnishes and pigmented plastics | ISO/TC 256 | Projektvorschlag, Registrierung September 2016 | Test-/Messmethoden | NOAA | Freisetzung von Partikeln bei mechanischer Beanspruchung, Partikel-Konzentrationen, -Größenverteilung, chemische Zusammensetzung | This standard specifies a method for experimental determination of the release of nanoscale pigments and extenders into the environment following a mechanical stress of paints, varnishes and pigmented plastics. The method is used to evaluate if and how many particles of defined size and distribution under stress (type and height of applied energy) are released from surfaces and emitted into the environment. The samples may be aged, weathered or otherwise conditioned to simulate the whole lifecycle. |  | Internes Arbeitspapier | nano-spezifisch | [5 empty] | 1 | 1 | [6 empty] | Methodik und Messverfahren zur Abschätzung möglicher Expositionen bei Arbeitsprozessen mit Nanomaterialien (z.B. Schleifen von Nanokompositlacken)
CEN (WI 00352010) | In Bearbeitung FprCEN/TS 17010 DIN 352010 | Nanotechnologies Guidance on measurands for characterising nanoobjects and materials that contain them (Nanotechnologien - Leitfaden über Messgrößen zur Charakterisierung von Nanoobjekten und von Werkstoffen, die welche enthalten) | CEN/TC 352 | In Bearbeitung 00.60 (2014) | Test-/Messmethoden | NOAA | noch nicht näher spezifiziert | This Technical Specification provides guidelines for the identification of measurands to characterize nanoobjects, and their agglomerates and aggregates and to assess specific properties relevant to the performance of materials that contain them. It provides guidance for relevant and reliable measurement. |  | Internes Arbeitspapier | nano-spezifisch/ Mandat M/461 |  |  | 1 |  |  | 1
CEN (WI00352015) | In Bearbeitung CEN (WI00352015) | Specification of a test method to determine the hydrochemical reactivity of nano-objects | CEN/TC 352 | In Bearbeitung 0.60 (2014) | Test-/Messmethoden | NOAA | Hydrochemische Reaktivität | Specification of a test method to determine the hydrochemical reactivity of nano-objects |  | Internes Arbeitspapier | nano-spezifisch |  |  | 1
CEN 16976 | PD CEN/TS 16976 | Ambient air - Determination of the particle number concentration of atmospheric aerosol. | CEN/ TC 264 | Draft in Abstimmung | Test-/Messmethoden | NOAA | Partikelgrößenverteilung | This document describes a standard method for determining the particle number concentration in ambient air in a range up to about 107 cm-3 for averaging times equal to or larger than 1 min. The standard method is based on a Condensation Particle Counter (CPC) operated in the counting mode and an appropriate dilution system for concentrations exceeding the counting mode range. It also defines the performancee characteristics and the minimum requirements of the instruments to be used. The lower and upper sizes considered within this document are 7 nm and a few micrometres, respectively. This document describes sampling, operation, data processing and QA/QC procedures including calibration.
DIN 52407 | DIN SPEC 52407:2015-03 | Nanotechnologien - Methoden zur Präparation und Auswertung für Partikelmessungen mit Rasterkraftmikroskopie (AFM) und Rasterelektronenmikroskopie im Transmissionsmodus (TSEM) | DIN NA 062//08/17/02 UA | Veröffentlicht: 2015-03 | Test-/Messmethoden | NOAA | Partikelgrößenverteilung abgeschiedener Partikel | Diese DIN SPEC beinhaltet eine Methodensammlung zur sicheren und reproduzierbaren Präparation von eng verteilten Referenz-Nanopartikeln auf ebenen Flächen sowie deren Größenmessung und Auswertung. Die beschriebenen Verfahren sind anwendbar auf die Präparation und Untersuchung einzelner oder an Ketten aneinander liegender Partikel sowie Monolagenschichten im Größenbereich unter 1 µm. | Vorwort Einleitung 1 Anwendungsbereich 2 Normative Verweisungen 3 Begriffe 4 Präparationsmethoden zur Abscheidung von Partikeln 4.1 Probenteilung, Dispergierung und Präparation suspendierter Partikel 4.1.1 Prüfmittel 4.1.2 Membranfiltration 4.1.3 Chemische Fixierung 4.1.4 Trocknungsmethoden 4.1.5 Spin-Coating 4.1.6 Tauchbeschichtung 4.1.7 Planarisierung 4.2 Abscheidung von Aerosolpartikeln 4.2.1 Allgemeines 4.2.2 Aerosolgenerierung 4.2.3 Elektrostatische Präzipitation 4.2.4 Thermalpräzipitation . 5 Bestimmung des Präparations- bzw. Abscheidegrades 6 Auswertemethoden für AFM 6.1 Allgemeine Hinweise zu AFM- Messungen an Nanopartikeln ...................................................... 6.2 2D-Gittermethode ....................................................................................... 6.3 Polygonzug-Methode ................................................................................... 6.4 Höhenmethode ....... 7 Auswertemethodik für TSEM .... 7.1 Allgemeines 7.2 Anforderungen an die Partikelab scheidung für TSEM-Untersuchungen 7.3 Automatische Partikelauswertung von TSEM-Aufnahmen 8 Zusammenfassung | Standarddokument | nano-spezifisch |  |  | 1
IEC 62565-3-2 | In Bearbeitung IEC/TS 62565-3-2 Ed. 1.0 (113-72) | "Nanomanufacturing - Material specifications - Part 3-2: Graphene - Detail specification for nano-ink" | IEC/TC 113 | In Bearbeitung IEC stage code: PWI (2012-02) | Materialspezifikation | Graphen | generelle Materialeigenschaften, noch nicht näher spezifiziert | Kurzreferat nicht vorhanden | In Bearbeitung | Perinorm | nano-spezifisch |  |  | 1
IEC 62565-4-2 | In Bearbeitung IEC/TS 62565-4-2 Ed. 1.0 | "Nanomanufacturing - Material specifications - Part 4-2: Luminescent nanomaterials - Detail specification for general lighting and display applications" | IEC/TC 113 | In Bearbeitung IEC stage code: 1 CD IEC voraussichtliche Veröffentlichung: (2016-07) | Materialspezifikation | Quantenpunkte | generelle Materialeigenschaften, noch nicht näher spezifiziert | This Technical Specification specifies the essential general and optical requirements of monodisperse luminescent nanomaterials used in general lighting and display products to enable their reliable mass production and quality control during the manufacturing process. This Technical Specification does not address mixtures of luminescent nanomaterials. In addition, this technical specification enables the customer to specify requirements in a standardized manner and to verify through standardized methods that the luminescent nanomaterial meets the required properties. | In Bearbeitung | Perinorm | nano-spezifisch |  |  | 1
IEC 62565-5-2 | In Bearbeitung IEC/TS 62565-5-2 Ed. 1.0 (113-80): | "Nanomanufacturing - Material specifications - Part 5-2: Silver nanomaterials - Detail specification for nano-ink" | IEC/TC 113 | In Bearbeitung IEC stage code: PWI (2013-11) | Materialspezifikation | Nanosilber | generelle Materialeigenschaften, noch nicht näher spezifiziert | Kurzreferat nicht vorhanden | In Bearbeitung | Perinorm | nano-spezifisch |  |  | 1
IEC 62607-4-4 | In Bearbeitung, IEC 62607-4-4 Ed. 1.0 (113-79): tatsächlich noch nicht veröffentlicht | "Nanomanufacturing - Key control characteristics - Part 4-4: Nano- enabled electrical energy storage - Thermal characterization of nanomaterials, Nail penetration method" | IEC/TC 113 | Veröffentlicht: (2015-07-00) lt. Perinorm tatsächlich noch nicht veröffentlicht Circulated Draft Technical Specification) | Materialspezifikation | Batterien basierend auf Nanomaterialien | Chemische Stabilität bei mechanischer Belastung | This specification provides a measurement method for thermal runaway quality level test for nano-enabled energy storage devices. This method uses comparative measurement to enable a manufacturer to decide whether or not the nano material additives used in energy storage devices are resilient against the thermal runaway caused by a faulty or accidental low resistance connection between two or several internal points depending on the number of stacking electrode layers of the test sample. The nano material additives may mix with the materials of positive and negative electrodes, electrolyte, coated on electrodes or separator. This specification includes definitions of terminology, test sample, puncture nail requirements, test procedures, data analysis and methods of interpretation of results and a case study. This specification shall not apply directly to the safety testing for energy storage device products due to complex safety design schemes embeded in these products. | (2015-07-00) lt. Perinorm/ tatsächlich noch nicht veröffentlicht | Perinorm | nano-spezifisch |  |  | 1
IEC 62565-3-1 | IEC 113/217/CD:2014 DIN EN 62565-3-1:2014-11 | IEC/IEEE 62565-3-1 Ed. 1.0 "Nanomanufacturing - Material specifications - Part 3-1: Graphene - Blank detail specification for electrotechnical applications" Deutsche Fassung: Nanofertigung - Materialspezifikationen - Teil 3-1: Graphen - Vordruck für Materialspezifikation für elektrotechnische Anwendungen | IEC/TC 113 DKE/K 141 | Veröffentlicht: (2014-11-00) | Materialspezifikation | Graphen | Funktionalisierung, spezifische Oberfläche, Schichtdickenverteilung, Flockengröße, chemische Zusammensetzung | Diese Norm stellt einen Vordruck für eine Materialspezifikation für grundlegende elektrische und bestimmte andere Merkmale von Graphen bereit, inklusive optischer, dimensionaler und mechanischer Eigenschaften, die relevant für die Funktionalität, Widerstandsfähigkeit und Zuverlässigkeit des fertigen nanobasierten Produktes sind. Diese Norm liefert ein standardisiertes Format für Materialspezifikationen, die die wesentlichen Grundeigenschaften von Graphen charakterisieren, und empfiehlt Messmethoden. Graphen mit chemischen Modifikationen, in einer Lösung dispergiert oder auf einem Substrat aufgewachsen, ist eingeschlossen. Eigenschaften und Merkmale, die nicht relevant für eine spezifische Anwendung sind, können als nicht zutreffend oder nicht spezifiziert klassifiziert werden. Zuständig ist das DKE/K 141 "Nanotechnologie" der DKE Deutsche Kommission Elektrotechnik Elektronik Informationstechnik im DIN und VDE. | Nationales Vorwort...........................................................3 Einleitung.........................................................................4 1Anwendungsbereich.........................................................5 2 Normative Verweisungen...............................................5 3 Bergriffe........................................................................5 3.1 Graphen......................................................................5 3.2 Abkürzungen...............................................................6 4 Grundlegende Informationen..........................................7 5 Allgemeine Einführung zu Messmethoden......................7 6 Anforderung an die Graphenspezifikation.......................7 7 Empfolenes Format der Graphenspezifikation................8 7.1 Allgemeine Beschaffungsinformation..........................8 7.2 Allgemeine Merkmale.................................................8 7.3 Elektrische Merkmale.................................................8 7.4 Optische Merkmale.....................................................9 7.5 Mechanische und dimensionale Merkmale...................9 7.6 Dimensionale Merkmale.............................................9 8 Messmethoden.......................... ....................................9 9 Informationen zum Verhältnis von Anwendungen........10 nanobasierter Produkte zu den Materialparametern.........11 Literaturhinweise............................................................12 | Standarddokument | nano-spezifisch |  |  | 1
IEC 62607-3-2 | IEC 113/203/CD:2013 DIN IEC/TS 62607-3-2 DIN SPEC 42607-3-2 TS Entwurf | "Nanofertigung - Schlüsselmerkmale - Teil 3-2: Lumineszierende Nanopartikel - Bestimmung der Masse von Quantenpunktdispersionen" | IEC/TC 113 Deutsche Fassung durch: K141 | Veröffentlicht: (2014-04-00) | Test-/Messmethoden | Quantenpunkte | Massenkonzentration | Diese Technische Spezifikation der IEC spezifiziert das Verfahren zur Bestimmung der Masse einer Probe einer QD-Dispersion nach dem Entfernen von Verunreinigungen und oberflächenaktiven Liganden durch das Erhitzen auf hohe Temperaturen. | Nationales Vorwort…………………………………………..….3 Einleitung……………………………………………………..…..4 1 Anwendungsbereich…………………..………………….…...5 2 Normative Verweisungen……………………………….…...5 3 Begriffe…………………………………………………………5 4 Messeinrichtung……………………………………………….5 5 Vorbereitung der Probe...................................................5 6 Verfahren.......................................................................6 6.1 Erhitzen.....................................................................6 6.2 Massenkonzentration von zusätzlichen Proben...........6 6.3 Mögliche Instrumentenfehler......................................6 7 Ergebnisse und Berechnungen......................................7 7.1 Masse der Quantenpunkte...........................................7 7.2 Massenkonzentration aus der relativen Absorption.....7 8 Messunsicherheit........................................................7 9 Prüfbericht.................................................................7 Anhang A Beispiel zur Bestimmung der Masse einer QD-Dispersion.........................................................8 | Standarddokument | nano-spezifisch |  |  | 1
IEC 62565-2-1 | IEC/PAS 62565-2-1: 2012-05 DIN IEC/PAS 62565-2-1 DIN SPEC 40565-2-1 | Nanomanufacturing - Material specifications - Part 2-1: Single-wall carbon nanotubes - Blank detail specification Deutsche Fassung: "Nanofertigung - Materialspezifikationen - Teil 2-1: Einwand-Kohlenstoffnanoröhren - Vordruck für Materialspezifikation" | IEC/TC 113 DKE/K 141 | Veröffentlicht IEC stage code: PPUB (2011-03-25) | Materialspezifikation | Einwand-Kohlenstoffnanoröhren | Orientierung, Chiralität, Durchmesser, Länge, Verunreinigungen, Anteil CNT, spezifische Oberfläche | Diese Vornorm stellt einen Vordruck für die Materialspezifikation ("blank detail specification") für Einwand-Kohlenstoffnanoröhren dar. In ihr werden wesentliche elektrische und andere relevante Eigenschaften wie Dimensionen, die Struktur und die mechanischen Eigenschaften zusammengestellt. | Einleitung……………………………………………….…...……4 1 Anwendungsbereich…………………………………….……..4 2 Normative Verweisungen…………………………………….5 3 Begriffe…………………………………………………………5 4 Grundlegende Informationen………………………………..6 5 Allgemeine Einführung in Messmethoden………………...8 6 Grundlegende Anforderungen der Spezifikation...............8 7 Empfohlenes Format für die Spezifikation von Einwand-Kohlenstoffnanoröhren....................................9 7.1 Allgemeine Beschaffungsinformationen.......................8 7.2 Charakterisierung von Einwand-Kohlenstoffnanoröhren.....................................................9 8 Überblick über die Messmethode...................................11 Literaturhinweise.............................................................13 | Standarddokument | nano-spezifisch |  |  | 1
ISO 18507 | ISO/TS 18507:2015 | Chemische Oberflächenanalyse - Technische Spezifikation zur Verwendung der Röntgentotalreflektion-Fluoreszenzspektroskopie bei biologischen und Umweltanalysen | ISO/TC 201 Chemische Oberflächenanalyse | Veröffentlicht: 2015-07-00 | Test-/Messmethoden | Metalle | Qualitativer und qauntitativer Elementgehalt | SO/TS 18507:2015 provides a framework on the uses of Total Reflection X-Ray Fluorescence (TXRF) spectroscopy for elemental qualitative and quantitative analysis of biological and environmental samples. It is meant to help technicians, biologist, doctors, environmental scientists, and environmental engineers to understand the possible uses of TXRF for elemental analysis by providing the guidelines for the characterization of biological and environmental samples with TXRF spectroscopy. Measurements can be made on equipment of various configurations, from laboratory instruments to synchrotron radiation beamlines or automated systems used in industry. | Foreword ......................................................................... v Introduction ................................................................... vi 1 Scope ............................................................................ 1 2 Normative references ................................................... 1 3 Terms, definitions, symbols, and abbreviated terms ....... 1 3.1 Terms and definitions ................................................ 1 3.2 Symbols and abbreviated terms ................................... 2 4 Background ................................................................... 2 4.1 Preliminary remarks .................................................. 2 5 Instrumentation ............................................................ 4 5.1 Instrumental requirements ......................................... 4 5.1.1 X-ray sources of radiation ...................................... 4 5.1.2 Monochromator ..................................................... 5 5.1.3 Detector ................................................................. 5 5.1.4 Sample station ........................................................ 6 5.1.5 Critical and glancing angle ...................................... 6 5.2 Quality control of TXRF spectrometer ..................... 7 5.2.1 Stability check of X-ray beam ................................ 7 5.2.2 Spectroscopic resolution ........................................ 7 5.2.3 Energy calibration ................................................. 8 5.2.4 Sensitivity test ....................................................... 8 6 Specimen preparation ................................................... 8 6.1 Preliminary remarks .................................................. 8 6.2 Sample carriers .......................................................... 9 6.2.1 Choice of sample carriers ....................................... 9 6.2.2 Cleaning procedure for sample carriers ................... 9 6.3 Sample treatment procedures for chemical analysis by TXRF .......................................................... 10 6.3.1 Liquid samples ...................................................... 10 6.3.2 Solid samples ........................................................ 12 6.3.3 Preparation of the Internal Standard solution ....... 13 7 Data Collection and Storage ....................................... 14 7.1 Preliminary remarks ............................................... 14 7.2 Data collection ....................................................... 14 8 Data Analysis ............................................................. 14 8.1 Qualitative analysis .................................................. 14 8.2 Quantitative analysis ............................................... 14 8.2.1 Preliminary remarks ............................................. 14 8.2.2 Background correction ......................................... 14 8.2.3 X-ray intensities of each element ......................... 15 8.2.4 Experimental derivation of relative sensitivities ... 15 8.2.5 Quantification by means of internal standard .........15 8.2.6 Statistical treatment ............................................. 16 9 Information required when reporting TXRF analysis ......................................................................... 16 9.1 Preliminary remarks ................................................ 16 9.2 Experimental details ................................................ 16 9.3 Analysis procedures ................................................. 17 Annex A (informative) Comparison of detection limits of TXRF, AAS, and ICP-MS ................................ 18 Annex B (informative) Case studies of TXRF analysis for environmental applications ......................... 21 Annex C (informative) Case studies of TXRF analysis for biological applications ................................. 24 Annex D (informative) Theoretical derivation of relative sensitivity factors .............................................. 27 Bibliography .................................................................. 29 Perinorm-Link: https://secure.beuth.de/cmd%3Bjsessionid=AQZIISI8RMOSBGPFPKT8P4YV.4?workflowname=infoInstantdownload&docname=2347657&contextid=beuth&servicerefname=beuth&ixos=toc | Standarddokument | Oberflächenanalytik mit Bezug zur Nanotechnologie |  |  | 1 |  |  | 1
ISO 14187 | ISO/TR 14187 | Surface chemical analysis. Characterization of nanostructured materials | ISO/TC 201 Chemische Oberflächenanalyse | Veröffentlicht: 2011-08-31 | Test-/Messmethoden | Nanostrukturierte Materialien | Größe und Morphologie von Schichten/Filmen und deren Bestandteilen, Oberflächenchemie,Stabilität von Oberflächeneigenschaften | ISO/TR 14187 provides an introduction to (and some examples of) the types of information that can be obtained about nanostructured materials using surface-analysis tools. Of equal importance, both general issues or challenges associated with characterising nanostructured materials and the specific opportunities or challenges associated with individual methods are identified. As the size of objects or components of materials approaches a few nanometres, the distinctions among "bulk", "surface" and "particle" analysis blur. Although some general issues relevant to characterisation of nanostructured materials are identified, this Technical Report focuses on issues specifically relevant to surface chemical analysis of nanostructured materials. A variety of analytical and characterisation methods will be mentioned, but this report focuses on methods that are in the domain of ISO/TC 201 including auger electron spectroscopy, X-ray photoelectron spectroscopy, secondary ion mass spectrometry, and scanning probe microscopy. Some types of measurements of nanoparticle surface properties such as surface potential that are often made in a solution are not discussed in this Report. Although they have many similar aspects, characterisation of nanometre-thick films or a uniform collection of nanometre-sized particles present different characterisation challenges. Examples of methods applicable to both thin films and to particles or nano-sized objects are presented. Properties that can be determined include: the presence of contamination, the thickness of coatings, and the chemical nature of the surface before and after processing. In addition to identifying the types of information that can be obtained, the Technical Report summarises general and technique-specific Issues that must be considered before or during analysis. These include: identification of needed information, stability and probe effects, environmental effects, specimen-handling issues, and data interpretation. This introduction to information available about nanomaterials using a specific set of surface-analysis methods cannot by its very nature be fully complete. However, important opportunities, concepts and issues have been identified and many references provided to allow the topics to be examined in greater depth as required. | Foreword ......................................................................... iv Introduction ......................................................................v 1 Scope ..............................................................................1 2 Terms and deﬁnitions ......................................................1 3 Symbols and abbreviated terms .........................................1 4 Characterization of nanostructured materials with surface analysis methods .....................................................3 4.1 Introduction .................................................................3 4.2 Electron Spectroscopies (AES and XPS) .......................6 4.2.1 Surface functionalization and product formation .......7 4.2.2 Presence of contamination and coatings ....................3 4.2.3 Orientation of surface molecules ................................3 4.2.4 Coating or layer thickness .........................................8 4.2.5 Near-surface elemental distribution ..........................10 4.2.6 Particle size .............................................................10 4.2.7 Particle location, composition and shape .................11 4.2.3 Other properties: electronic characteristics and surface acidity ............................................................11 4.3 Ion-beam surface analysis methods (SIMS and LEIS) ...12 4.3.1 SIMS and examples of SIMS applications .................12 4.3.2 Low energy ion scattering and applications to nanomaterials .................................................................. 13 4.4 Scanning probe microscopy ........................................14 4.5 Surface characterization of carbon nanostructures .......15 5 Analysis considerations, issues and challenges associated with characterization of nanostructured materials: Information for the analyst. ............................................ 15 5.1 Introduction .............................................................. 15 5.2 General considerations and analysis challenges ............16 5.3 Physical properties .....................................................17 5.4 Particle stability and damage: influence of size. surface energy and conﬂuence of energy scales .................18 5.4.1 Crystal structure ......................................................18 5.4.2 Damage and probe effects ........................................19 5.4.3 Time and environment ............................................19 5.5 Sample mounting and preparation considerations ........24 5.6 Specific considerations for analysis of nanostructured materials using XPS, AES, SIMS and SPM .........................24 5.6.1 Introduction ............................................................24 5.6.2 Issues related to application of XPS to nanomaterials ...................................................................24 5.6.3 Issues related to the application of ABS to nanostructured materials ...................................................27 5.6.4 Issues related to application of SIMS to nanoparticles ....................................................................27 5.6.5 Issues related to the application of scanning probe methods to nanoparticles ........................................29 6 General characterization needs and opportunities for nanostructured materials ...................................................29 Bibliography ....................................................................31 | Standarddokument | Oberflächenanalytik nanostrukturierter Materialien |  |  |  | 1
ISO 18757 | ISO 18757:2003 | Fine ceramics (advanced ceramics, advanced technical ceramics) -- Determination of specific surface area of ceramic powders by gas adsorption using the BET method | ISO/TC 206 | Veröffentlicht: 2003-12-01 | Test-/Messmethoden | Keramische Pulver | Spezifische Oberfläche | ISO 18757:2003 provides guidelines for the determination of the total specific external and internal surface area of disperse or porous (pore diameter greater than 2 nm) fine ceramic materials by measuring the amount of physically adsorbed gas according to the method of Brunauer, Emmett and Teller (BET method). This International Standard only focuses on specific details relevant to fine ceramic materials. It should further be noted that the BET method cannot be applied to type I isotherms (microporous materials or chemisorption behaviour) or when the solid adsorbs the measuring gas. |  | Standarddokument | Messmethode auch zur Bestimmung der Porosiät von Nanomaterialien |  |  | 1
ISO 16197 | ISO/TR 16197 TR | "Nanotechnologien - Leitfaden zu toxikologischen Screening-Methoden für industriell hergestellte Nanomaterialien" | ISO/TC 229 | Veröffentlicht: (2014-05-00) | Test-/Messmethoden | Hergestelle Nanomaterialien | Human- und Ökotoxizität | ISO/TR 16197:2014 provides a compilation and description of in vitro and in vivo methods that can be useful for the toxicological, including ecotoxicological screening of engineered and manufactured nanomaterials. Toxicological screening tests included in ISO/TR 16197:2014 can be used for such purposes as early decision-making in research and product development, rapid feedback on potential toxicological/safety concerns, or for the preliminary assessment of manufactured nanomaterials. ISO/TR 16197:2014 is divided between screening assays related to humans and screening assays related to the environment. A screening test is a relatively simple, inexpensive test that can be administered easily and provides an indication of potential adverse outcomes and effects on human health or the environment. | Foreword ...........................................................................iv Introduction .......................................................................v 1 Scope ..............................................................................1 2 Normative references.......................................................1 3 Terms and definitions......................................................1 4 Symbols (and abbreviated terms) ..................................... 3 5 Background ..................................................................... 3 5.1 Role and relevance of toxicological screening for the safety evaluation of manufactured NMs ............................. 3 5.2 Toxicological screening as part of tiered approaches to toxicological assessment of manufactured NMs ..............4 5.3 Discussion of relevant ..................................................5 5.4 Discussion of the relationship between this Technical Report and ISO/DTR 16196, Compilation and description of sample preparation and dosing methods for manufactured NMs .............................. 6 5.5 Discussion of the relationship between this Technical Report and ISO/T R 13014, Nanotechnologies — Guidance on physico-chemical characterization of engineered nanoscale materials for toxicological...................................................................... 6 5.6 Review of other relevant international activities and published documents .....................................................6 6 Methods for toxicological screening related to human health ................................................................................ 7 6.1 General......................................................................... 7 6.2 Positive and negative ...................................................7 6.3 Relevant methods for in vitro toxicological screening of manufactured NMs ......................................... 8 6.4 Relevant methods for in vivo toxicological screening of manufactured NMs ........................................19 7 Methods for toxicological screening related to the environment ....................................................................20 7.1 Introduction .............................................................. 20 7.2 Environmental fate and distribution............................20 7.3 Environmental degradation and transformation ......... 21 7.4 Environmental biopersistence and ..............................21 Bibliography......................................................................22 | Standarddokument | nano-spezifisch |  |  |  | 1 | 1 | [8 empty] | Zusammenstellung und Beschreibung von in-vitro und in-vivo Testmethoden für das toxikologische und ökotoxikologische Screening hergestellter Nanomaterialien
ISO 11251 | ISO/TS 11251:2010 | "Nanotechnologien - Charkterisierung flüchtiger Bestandteile in Proben von einwandigen Kohlenstoffnanoröhren mit der Emissionsgasanalyse/gaschromatograpie-Massenspektrometrie" | ISO/TC 229 | Veröffentlicht: (2010-12) | Materialspezifikation & Test-/Messmethoden | Einwand-Kohlenstoffnanoröhren | Chemische Zusmmensetzung flüchtiger Bestandteile | This Technical Specification specifies a method for the characterization of volatile components in single-wall carbon nanotubes (SWCNTs) samples using evolved gas analysis/gas chromatograph mass spectrometry (EGA/GCMS). | Foreword ........................................................................ iv 1 Scope .............................................................................1 2 Normative references ....................................................1 3 Terms and definitions ....................................................1 4 Principle ........................................................................2 5 Apparatus ......................................................................2 6 Sample preparation ........................................................3 7 Measurement procedures for EGAIMS and EGAIGCMS ..3 7.1 General .......................................................................3 7.2 Measurement procedure of EGAIMS ...........................3 7.3 Measurement procedure of EGAIGCMS ......................4 8 Data analysis and interpretations of results .................. .4 8.1 Qualitative analysis ....................................................4 8.2 Mass loss analysis .......................................................4 9 Precision and uncertainties ............................................5 10 Test report ..................................................................5 Annex A (informative) Case study ...................................6 Bibliography ...................................................................10 | Standarddokument | nano-spezifisch |  |  | 1
ISO 10798 | ISO/TS 10798:2011 | "Nanotechnologien - Charakterisierung einwandiger Kohlenstoff-Nanoröhrchen mit der Rasterelektronenmikroskopie und energiedispersiver Röntgenspektrometrieanalyse" | ISO/TC 229 | Veröffentlicht: (2011-07-00) | Test-/Messmethoden | Einwand-Kohlenstoffnanoröhren | Morphologie, chemische Zusmmensetzung von Katalysatoren und Verunreinigungen | This Technical Specification establishes methods to characterize the morphology, and to identify the elemental composition of, catalysts and other inorganic impurities in raw and purified single-wall carbon nanotube (SWCNT) powders and films, using scanning electron microscopy and energy dispersive X-ray spectrometry analysis. The methods described here for SWCNTs can also be applied to the analysis of multiwall carbon nanotubes (MWCNTs). | Foreword……………………………………………………..…..iv Introduction………………………………………………..…….v 1 Scope…………………………………………………….……..1 2 Normative References………………………………….……1 3 Terms and definitions………………………………………..1 3.1 Terms related to scanning electron microscope……....1 3.2 Terms related to electron probe microanalysis............2 3.3 Terms related to sampling...........................................3 4 General principles..........................................................4 4.1 SEM analysis..............................................................4 4.2 EDX analysis..............................................................4 4.3 Applicability to MWCNT analysis..............................4 4.4 Other supportive analytical methods..........................5 5 Sample preparation methods..........................................5 5.1 Precautions and safety concerns..................................5 5.2 Preparing samples for SEM/EDX analysis...................5 5.3 SEM sample preparation/attachment techniques.........6 6 Measurement procedures...............................................7 6.1 EDX analysis..............................................................8 7 Data analysis and results interpratation..........................9 7.1 SEM results.................................................................9 7.2 EDX results.................................................................9 8 Measurement uncertainty...............................................9 8.1 SEM analysis...............................................................9 8.2 EDX analysis.............................................................10 Annex A (normative) SEM sampling methods.................11 Annex B (informative) Supportive information on EDX characterization of CNT materials..........................12 Annex C (informative) Case study for the analysis of as-synthesized and purified SWCNT............................15 Annex D (informative) Examples of SEM/EDX analysis of SWCNTs........................................................22 Bibliography....................................................................26 | Standarddokument | nano-spezifisch |  |  | 1
ISO 10867 | ISO/TS 10867:2010 | "Nanotechnologien - Charakterisierung von einwandigen Kohlenstoff-Nanoröhren mit Nah-Infrarot-Photolumineszenz-Spektroskopie" | ISO/TC 229 | Veröffentlicht: (2010-09-00) | Produktspezifikation | Einwand-Kohlenstoffnanoröhren | Chiralität hableitender Nanoröhren | ISO/TS 10867:2010 provides guidelines for the characterization of single-wall carbon nanotubes (SWCNTs) using near infrared (NIR) photoluminescence (PL) spectroscopy. ISO/TS 10867:2010 provides a measurement method for the determination of the chiral indices of the semi-conducting SWCNT in a sample and their relative integrated PL intensities. The method can be expanded to estimate relative mass concentrations of semi-conducting SWCNTs in a sample from measured integrated PL intensities and knowledge of their PL cross-sections. | Foreword ........................................................................ iv Introduction .....................................................................v 1 Scope ............................................................................1 2 Normative references ....................................................1 3 Terms and definitions ....................................................1 4 Principles of band gap photoluminescence of SWCNTs...........................................................................2 4.1 Structure of SWCNTs .................................................2 4.2 Band structure and PL peaks .......................................3 4.3 Exciton effects ...........................................................4 5 NIR-PL apparatus .........................................................4 5.1 NlR-PL spectrometer .................................................4 5.2 Liht source .................................................................4 6 Sample preparation methods .........................................4 6.1 Preparation of D20 dispersion for measurement ........4 6.2 Preparation of solid ﬁlm dispersion for measurement..5 7 Measurement procedures ...............................................5 8 Data analysis and results interpretation .........................6 8.1 Empirical rules for structural assignment ....................6 8.2 Determination of the chiral indices of the semi-conducting SWCNTs in a sample ......................................7 9 Uncertainties .................................................................7 10 Test report ..................................................................8 Annex A (informative) Case studies ..................................9 Bibliography ................................................................. 14 | Standarddokument | nano-spezifisch |  |  | 1
ISO 10868 | ISO/TS 10868:2011-09 | "Nanotechnologien - Charakterisierung einwandiger Kohlenstoff-Nanoröhrchen durch UV-Vis-NIR-Absorptionsspektroskopie" | ISO/TC 229 | Veröffentlicht: (2011-09-00) | Produktspezifikation | Einwand-Kohlenstoffnanoröhren | Durchmesser und Reinheit metallischer Nanoröhren | This Technical Specification provides guidelines for the characterization of compounds containing single-wall carbon nanotubes (SWCNTs), using optical absorption spectroscopy. The purpose of this Technical Specification is to describe a measurement method for establishing the diameter, purity, and ratio of metallic SWCNTs to the total SWCNT content in the sample.The analysis of the diameter is applicable to a diameter range of 1 nm to 2 nm. | Foreword ........................................................................ iv 1 Scope .............................................................................1 2 Normative references ....................................................1 3 Terms, deﬁnitions and abbreviated terms .......................1 3.1 Terms and definitions .................................................1 3.2 Abbreviated terms .......................................................2 4 Principle ........................................................................2 4.1 General .......................................................................2 4.2 UV-Vis-NIR absorption spectroscopy .........................2 4.3 Optical absorption peaks of SWCNTs in the UV-Vis-NIR region ...........................................................2 4.4 Relation between SWCNT diameter and optical absorption peaks ...............................................................3 4.5 Derivation of the purity indicator from optical absorption peak areas .......................................................4 4.6 Derivation of ratio of metallic SWCNTs from optical absorption peak areas ............................................5 5 UV-Vis-NlR spectrometer ..............................................6 6 Sample preparation method ...........................................6 6.1 General .......................................................................6 6.2 Preparation of 020 dispersion for measurement of mean diameter and the ratio of metallic SWCNTs ........6 6.3 Preparation of solid film dispersion for measurement of mean diameter and the ratio of metallic SWCNTs ........7 6.4 Preparation of DMF dispersion for determination of the purity indicator ......................................................8 7 Optical measurement procedures and conditions ............8 8 Data analysis and results interpretations ........................8 8.1 Data analysis for characterization of SWC NT diameter ...........................................................................8 8.2 Data analysis for determination of the purity indicator ...........................................................................9 8.3 Data analysis for characterization of the ratio of metallic SWCNTs .............................................................9 9 Uncertainties .................................................................9 10 Test report ................................................................10 Annex A (informative) Case study for derivation of the relation between optical absorption peaks of SWCNTs and their mean diameter ..................................11 A.1 SWCNT samples ......................................................11 A1 Sample preparation ..................................................12 A.3 Apparatus and measurement parameters ..................12 A.4 Results .....................................................................12 Annex B (informative) Case study for determination of the purity indicator .....................................................16 3.1 An example of purity indicator analysis ....................16 8.2 A common source of experimental uncertainty — distorted baseline ............................................................17 Bibliography ..................................................................19 | Standarddokument | nano-spezifisch |  |  | 1
ISO 10929 | ISO/TR 10929:2012 | "Nanotechnologien - Charakterisierung von mehrwandigen Kohlenstoff-Nanoröhrchenproben (MWCNT)" | ISO/TC 229 | Veröffentlicht: (2012-01) | Produktspezifikation | Mehrwand-Kohlenstoffnanoröhren | Länge, innerer und äußerer Durchmesser, Lagenabstand, Oxidationstemperatur, Kristallstruktur, chemische Zusammensetzung, Verunreinigungen | ISO/TR 10929:2012 identifies the basic properties of multiwall carbon nanotubes (MWCNTs) and the content of impurities, which characterize bulk samples of MWCNTs, and highlights the major measurement methods available to industry for the determination of these parameters. ISO/TR 10929:2012 provides a sound basis for the research, development and commercialization of these materials. |  | Standarddokument | nano-spezifisch |  |  | 1
ISO 11308 | ISO/TS 11308:2011 | "Nanotechnologien - Charakterisierung einwandiger Kohlenstoff-Nanoröhrchen mit thermogravimetrischer Analyse" | ISO/TC 229 | Veröffentlicht: (2011-11-00) | Produktspezifikation & Test-/Messmethoden | Einwand-Kohlenstoffnanoröhren | Reinheit/ Verunreinigungen | ISO/TS 11308:2011 provides guidelines for the characterization of SWCNT-containing samples by the use of TGA, performed in an air environment. Guidance is provided on purity assessment of SWCNT samples through a quantitative measure of the non-carbon impurity (i.e. metal catalyst) level within the material. | Introduction ................................................................... v 1 Scope .......................................................................... 1 2 Normative references .................................................. 1 3 Terms and definitions .................................................. 1 4 Abbreviated terms ....................................................... 2 5 Principles of TGA ....................................................... 2 5.1 Measurement ............................................................ 2 5.2 Exothermic and endothermic reactions ..................... 3 6 Sampling ...................................................................... 3 6.1 Sample pan selection ................................................ 3 6.2 Sample size ............................................................... 3 6.3 Sample compaction .................................................. 3 7 Test method ................................................................ 4 8 Data interpretation and results .................................... 5 8.1 General ..................................................................... 5 8.2 Non-carbon content ................................................. 5 8.3 Constituents ............................................................. 5 8.4 Thermal stability ...................................................... 5 8.5 Homogeneity ............................................................ 5 8.6 Purity ....................................................................... 6 8.7 Quality ..................................................................... 6 9 Uncertainties ............................................................... 6 10 Test report ................................................................ 6 Annex A (informative) Case studies ................................ 8 Annex B (informative) Effects of operating parameters on TGA analysis ......................................... 17 Perinorm-Link: https://secure.beuth.de/cmd%3Bjsessionid=JKW1BYAVFZX7RU3WSX0VC6MV.2?workflowname=infoInstantdownload&docname=1858969&contextid=beuth&servicerefname=beuth&ixos=toc | Standarddokument | nano-spezifisch |  |  | 1
ISO 11888 | ISO/TS 11888 | "Nanotechnologien - Charakterisierung von mehrwandigen Kohlenstoff-Nanoröhrchen - Mesoskopische Formfaktorens" | ISO/TC 229 | Veröffentlicht: (2011-11) | Produktspezifikation | Mehrwand-Kohlenstoffnanoröhren | Formfaktoren | ISO/TS 11888:2011 describes methods for the characterization of mesoscopic shape factors of multiwall carbon nanotubes (MWCNTs). Techniques employed include scanning electron microscopy, transmission electron microscopy, viscometry, and light scattering analysis. ISO/TS 11888:2011 also includes additional terms needed to define the characterization of scattered bending persistence length (SBPL). Two approximation methods are given for the evaluation of SBPL. Well-established concepts and mathematical expressions, analogous to polymer physics, are utilized for the definition of mesoscopic shape factors of MWCNTs. | Foreword .......................................................................... iv Introduction .......................................................................v 1 Scope ..............................................................................1 2 Terms, definitions and abbreviations ...............................1 2.1 Terms and definitions ................................................. 1 2.2 Abbreviated terms ........................................................3 3 Sample preparation methods ...........................................3 3.1 Ball mill cutting ...........................................................3 3.2 Dispersion method .......................................................3 3.3 Sample preparation for scanning electron microscope...3 4 Experimental procedure ................................................. 4 4.1 Measurements of the SBPL using SEM .........................4 4.1.1 SEM ..........................................................................4 4.1.2 Measurement methods for the SBPL ........................ 4 4.2 Measuring inner and outer diameters of MWCNTs using TEM ........................................................................ 5 5 Test report ......................................................................5 Annex A (normative) Equations for terms and definitions in Clause 2 and Annexes B, C and D ................. 6 Annex B (informative) Viscometry ................................. 10 Annex C (informative) Dynamic light scattering and depolarized dynamic light scattering ................................ 11 Annex D (informative) Case study and reports .................13 Bibliography .....................................................................17 | Standarddokument | nano-spezifisch |  |  | 1
ISO 12805 | ISO/TS 12805:2011) | "Nanotechnologien - Werkstoffspezifikationen - Leitfaden zur Spezifizierung von Nanoobjekten" (Deutsche Fassung DIN ISO/TS 12805; DIN SPEC 52409:2014) | ISO/TC 229 | Veröffentlicht: (2014-08-00) | Materialspezifikation | NOAA | Nanopartikel (als Pulver und Dispersion): - Chemische Zusammensetzung - Oberflächenfunktionalisierung, - spezifische Oberfläche, - Partikelgröße, -verteilung - Agglomerationsgrad - Haltbarkeit Nanoröhren/-fasern (trocken, Dispersion): zusätzlich: Länge, Durchmesser, Wanddicke, Anzahl der Wände, Katalysatorrückstand Nanoplättchen (trocken, dispergiert): zusätzlich: Oberflächenmorphologie Zusätzliche Eigenschaften: Partikelmorphologie, Porosität, | Diese Technische Spezifikation ist ein Leitfaden zur Erarbeitung von Spezifikationen für die Eigenschaften von industriell hergestellten Nanoobjekten und deren Messverfahren. Er soll dazu beitragen, die Lieferung von Produkten mit gleichbleibenden Eigenschaften für die anschließende Weiterverarbeitung und/oder Leistung des Endprodukts sicherzustellen. Diese Technische Spezifikation ist ein Leitfaden zur Spezifizierung der physikalischen und chemischen Eigenschaften von industriell hergestellten Nanoobjekten, die die Leistung oder die anschließende Weiterverarbeitung beeinflussen könnten. Der Standard enthält Hinweise auf Verfahren zur Bestimmung der jeweiligen Parameter unter Routinebedinungen und für speziellere Untersuchungen. | Nationales Vorwort ........................................................ ...3 Nationaler Anhang NA (informativ) Literaturhinweise ...... 4 Einleitung .......................................................................... 5 1 Anwendungsbereich ......................................................... 7 2 Normative Verweisungen ................................................ 7 3 Begriffe .......................................................................... 7 4 Spezifizierung industriell hergestellter Nanoobjekte ......... 8 4.1 Allgemeines ................................................................. 8 4.2 Nanoobjekte mit allen drei Außenmaßen im Nanomaßstab, d. h. Nanopartikel ....................................... 8 4.3 Nanoobjekte mit zwei Außenmaßen im Nanomaßstab, d. h. Nanofasern .......................................... 9 4.4 Nanoobjekte mit einem Außenmaß im Nanomaßstab, d. h. Nanoplättchen .................................. 10 5 Weitere Materialcharakteristiken mit einem möglichen Einfluss auf die Leistung des Endprodukts und/oder die Weiterverarbeitung ....................................... 11 5.1 Allgemeines ............................................................... 11 5.2 Beeinflussende Charakteristiken für bestimmte Anwendungsbereiche ........................................................ 11 5.3 Weitere Materialcharakteristiken mit einem möglichen Einfluss auf die Leistung des Produkts und/oder die Weiterverarbeitung ...................................... 12 6 Mögliche Messverfahren zur Bestimmung der Charakteristiken von industriell hergestellten Nanoobjekten, die zur Spezifizierung notwendig sind ................................ 12 7 Mögliche Einschränkungen und Einflüsse auf die Charakteristiken und die Leistung von industriell hergestellten Nanoobjekten durch Verunreinigungen ........ 13 Anhang A (informativ) Entscheidungsbaum zur Unterstützung bei der Anwendung von ISO/TS 12805 .......14 Anhang B (informativ) Messverfahren ............................ 15 Perinorm-Link: https://secure.beuth.de/cmd%3Bjsessionid=JKW1BYAVFZX7RU3WSX0VC6MV.2?workflowname=infoInstantdownload&docname=2203702&contextid=beuth&servicerefname=beuth&ixos=toc | Standarddokument | nano-spezifisch |  |  | 1
ISO 13014 | ISO/TR 13014 TR | "Nanotechnologien - Leitfaden zur physikalisch-chemischen Charakterisierung von industriell hergestellten nanoskaligen Materialien für toxikologische Untersuchungent" | ISO/TC 229 | Veröffentlicht: (2012-05) | Materialspezifikation | NOAA | Partikelgröße- und -größenverteilung, Aggregation/ Agglomeration in Medien, Form, spezifische Oberfläche, Chemische Zusammensetzung, Oberflächenchemie, Löslichkeit, Dispergierbarkeit | This Technical Report provides guidance for the physico-chemical characterization of manufactured nano-objects and their aggregates and agglomerates (NOAA) greater than 100 nm presented for toxicological testing in order to aid in assessing and interpreting the toxicological impact of manufactured nano-objects and to allow the material under test to be differentiated from seemingly similar materials. For each of the selected properties, a description, clarification, relevance, measurand and example measurement methods are provided. This Technical Report will be of value to parties (e.g. toxicologists, ecotoxicologists, regulators, health and safety professionals) interested in assessing and interpreting the potential toxicological effect of manufactured NOAAs. | Foreword .......................................................................... iv Introduction ...................................................................... v 1 Scope ..............................................................................1 2 Terms and deﬁnitions ......................................................1 3 Symbols and abbreviated terms ....................................... 6 4 Importance of physico-chemical properties to toxicological assessment .................................................... 6 4.1 The pu rpose of toxicological experimentation ........... 6 4.2 General methods of toxicological testing and risk assessment ......................................................................... 7 4.3 Physico-chemical properties of nano-objects .............. 8 4.4 Purity and impurity of tested nano-objects .................. 9 4.5 When to undertake physico-chemical characterization..9 4.6 Potential problems with materials assessment ............ 10 5 Parameters for the physico-chemical characterization of manufactured nano-objects prior to toxicological assessment ....................................................................... 11 5.1 General information .................................................. 11 5.2 Particle size and particle size distribution ................... 11 5.3 Aggregation/agglomeration state in relevant media .... 12 5.4 Shape ......................................................................... 13 5.5 Surface area I mass-speciﬁc surface area I volume-speciﬁc surface area ............................................. 14 5.6 Composition .............................................................. 15 5.7 Surface chemistry ...................................................... 16 5.8 Surface chare ............................................................. 16 5.9 Solubilityldispersibility ............................................... 17 6 Expression of measurement results and uncertainties .... 19 6.1 General ...................................................................... 19 6.2 Quantifying uncertainty ............................................. 19 6.3 Application of uncertainty to nano-objects ............. ..20 6.4 Importance of validation ........................................... 20 7 Reporting ......................................................................21 Annex A (informative) Diagram illustrating the use of physico-chemical characterization in toxicological testing .............................................................................. 23 Annex B (informative) Example measurement methods and standards ................................................... ..24 Bibliography .................................................................... 30 | Standarddokument | nano-spezifisch |  |  | 1 | 1
ISO 13014 Tech. Corrigendum 1 | ISO/TR 13014 Tech. Corrigendum 1 TR | "Nanotechnologien - Leitfaden zur physikalisch-chemischen Charakterisierung von industriell hergestellten nanoskaligen Materialien für toxikologische Bewertungen; Korrektur 1" | ISO/TC 229 | Veröffentlicht: (2012-07) | Materialspezifikation | NOAA | Partikelgröße- und -größenverteilung, Aggregation/ Agglomeration in Medien, Form, spezifische Oberfläche, Chemische Zusammensetzung, Oberflächenchemie, Löslichkeit, Dispergierbarkeit | This Technical Report provides guidance for the physico-chemical characterization of manufactured nanoobjects and their aggregates and agglomerates (NOAA) greater than 100 nm presented for toxicological testing in order to aid in assessing and interpreting the toxicological impact of manufactured nano-objects and to allow the material under test to be differentiated from seemingly similar materials. For each of the selected properties, a description, clarification, relevance, measurand and example measurement methods are provided. This Technical Report will be of value to parties (e.g. toxicologists, ecotoxicologists, regulators, health and safety professionals) interested in assessing and interpreting the potential toxicological effect of manufactured NOAAs. | Foreword .......................................................................... iv Introduction .......................................................................v 1 Scope ..............................................................................1 2 Termsanddefinitions ........................................................1 3 Symbols and abbreviated terms ....................................... 6 4 Importance of physico-chemical properties to toxicological assessment ................................................... 6 4.1 The purpose of toxicological experimentation ............ 6 4.2 General methods of toxicological testing and risk assessment ........................................................................ 7 4.3 Physico-chemical properties of nano-objects .............. 8 4.4 Purity and impurity of tested nano-objects .................. 9 4.5 When to undertake physico-chemical characterization ................................................................ 9 4.6 Potential problems with materials assessment ............ 10 5 Parameters for the physico-chemical characterization of manufactured nano-objects prior to toxicological assessment ....................................................................... 11 5.1 General information .................................................. 11 5.2 Particle size and particle size distribution ................... 11 5.3 Aggregation/agglomeration state in relevant media .... 12 5.4 Shape ..........................................................................13 5.5 Surfacearea/mass-specificsurfacearea/volume-specificsurfacearea ........................................................... 14 5.6 Composition ...............................................................15 5.7 Surface chemistry .......................................................16 5.8 Surface charge ............................................................16 5.9 Solubility/dispersibility ................................................17 6 Expression of measurement results and uncertainties .....19 6.1 General .......................................................................19 6.2 Quantifying uncertainty ..............................................19 6.3 Application of uncertainty to nano-objects ................20 6.4 Importance of validation ...........................................20 7 Reporting .....................................................................21 Annex A (informative) Diagram illustrating the use of physico-chemical characterization in toxicological testing .........................................................23 Annex B (informative) Example measurement methods and standards ................................................................... 24 Bibliography ................................................................... 30 | Standarddokument | nano-spezifisch |  |  | 1 | 1
ISO 14101 | ISO/TS 14101 Vornorm | "Oberflächencharakterisierung von Gold-Nanopartikeln für nanomaterialspezifisches Toxizitätsscreening: FT-IR-Verfahren" | ISO/TC 229 | Veröffentlicht: (2012-11-00) | Materialspezifikation | Gold-Nanopartikel | Chemische Oberflächenfunktionalisierung | Gold nanoparticles (AuNPs) can be controlled with regard to size, shape and surface ligands, making them ideal for the study of relationships between their physicochemical properties and cytotoxicity on living bodies. ISO/TS 14101:2012 provides guidelines for the identification of the surface bound molecules using FT-IR of dehydrated gold nanoparticle (AuNPs) films both before and after nanomaterial (NM) cytotoxicity testing. NOTE 1 AuNPs may have surface bound ligands prior to testing and may be additionally covered (or coated) with organic- or bio-molecules during the cytotoxicity test. NOTE 2 Nucleic acids, amino acids, lipids or membrane components binding to AuNPs can be observed by FT-IR spectroscopy by detection of absorption bands corresponding to phosphodiester, amine or lipid, respectively, although the type of nucleic acids, proteins or lipid cannot be identified in detail based on IR spectra. | Foreword ..........................................................................iv Introduction.................................................................... ..v 1 Scope.............................................................................. 1 2 Normative references ......................................................1 3 Terms and deﬁnitions ..................................................... 1 4 Symbols and abbreviated terms........................................ 3 5 Sample preparation mode.................................................3 5.1 Removal of unbound molecules ................................... 3 5.2 Dehydration................................................................ 6 5.3 Screening test for impurities in DW from sample tubes................................................................................... 6 6 FT-IR measurement procedure ....................................... 7 6.1 General ........................................................................ 7 6.2 ATR method ............................................................... 7 6.3 Transmission method .................................................. 8 6.4 Determination of time required for complete purge ......9 6.5 Linear range of IR band intensity versus concentration.................................................................. 10 6.6 LCD and LOQ determination..................................... 11 6.7 Repeatability determination ...................................... 12 7 Application examples ................................................... 12 7.1 Degrees of ligand exchange..........................................12 7.2 Qualitative measurement of biomolecular binding....... 13 Annex A (informative) Case study for validation of ligand exchange ................................................................15 Annex B [informative] Case study for qualitative measurement of biochemical moieties binding to the AuNP surface .............................................................17 Annex C (informative) Selection guide for window materials.......................................................................... 20 Bibliography .....................................................................21 | Standarddokument | nano-spezifisch |  |  | 1 | 1
ISO 16195 | ISO/TS 16195:2013 | "Nanotechnologien - Allgemeine Anforderungen an Referenzmaterialien zur Entwicklung von Verfahren zur Prüfung von Merkmalen, Leistung und Sicherheit von Pulvern aus Nanopartikeln und Nanofasern" | ISO/TC 229 | Veröffentlicht: (2013-05) | Materialspezifikation | Nanopulver | Partikelgröße und -form, spezifische Oberfläche, Kristallstruktur, chemische Zusammensetzung | ISO/TS 16195:2013 provides guidance for developing representative test materials consisting of nano-objects in dry powder form, to enable test method development and improve comparability of data for nanotechnology applications. This guidance includes the physico-chemical properties (specifically, size and shape, specific surface area, crystal structure, and bulk chemical composition) that are required to be measured and reported with the representative test material. | Foreword ...........................................................................iv Introduction .......................................................................v 1 Scope ...............................................................................1 2 Normative references ..................................................... 1 3 Terms and definitions ..................................................... 1 4 Specific physico-chemical characterization requirements for representative test materials consisting of nano-objects in dry powder form ................... 2 4.1 General ........................................................................ 2 4.2 Properties and measurement methods ...........................2 5 Information related to quality management .....................3 Contents of verification report ...........................................4 6.1 General .........................................................................4 6.2 Description of the representative test material .............4 6.3 Measurement result ......................................................4 Annex A (informative) Veriﬁcation report (example) ....... 6 Bibliography ...................................................................... 8 | Standarddokument | nano-spezifisch |  |  | 1
ISO 16196 | In Bearbeitung ISO/TR 16196 | "Guidance on factors to consider regarding sample preparation and dosing for engineered and manufactured nanomaterials" | ISO/TC 229 | In Bearbeitung: ISO stage code: 10.99 (2010-09-21) | Test-/Messmethoden | Hergestelle Nanomaterialien | Partikelgröße, -form, -größenverteilung, Agglomerationsgrad chemische Zusammensetzung, spezifische Oberfläche, Oberflächenchemie, Zeta-Potenzial | This Technical Report provides a compilation and description of sample preparation and dose determination methods that may be useful in toxicological, including ecotoxicological, testing of engineered and manufactured nanoscale materials. The report will include both methods that were found to be applicable as well as those which were not. The descriptions of sample preparation methods for both in vitro and in vivo toxicological testing of engineered and manufactured nanoscale materials will include considerations about physical chemical properties; media; methods for transformation and accumulation studies; and health effects & dosing. The report is not intended to be a literature review nor a thorough assessment of the quality of the methods or data generated. The report is intended to complement other international efforts. The focus of this document is on methods. These referenced methods were considered for their general interest and potential applicability. It is likely that most of the listed methods are not generally applicable to all nanomaterials but they do demonstrate important factors and limitations. The methods were not reviewed critically nor were the results of the studies in which the methods were used. | In Bearbeitung | Internes Arbeitspapier | nano-spezifisch |  |  | 1 | 1 | 1
ISO 16686 | Nicht mehr bearbeitet ISO 16686 | ISO/TS 16686 "Nanotechnologies -- Generic requirements for reference materials for development of methods for characteristic testing, performance testing and safety testing of nano-particle and nanofiber powders" | ISO/TC 229 | Nicht mehr bearbeitet ISO stage code: 10.00 (2010-09-29) | Test-/Messmethoden & Materialspezifikation |  |  | Kurzreferat nicht vorhanden |  |  | nano-spezifisch |  |  | 1
ISO 17466 | ISO/TS 17466:2015 | "Verwendung von UV-Vis-Absorptionsspektroskopie bei der Charakterisierung von Kadmium-Halbleiternanopartikeln (Quantenpunkte)" | ISO/TC 229 | Veröffentlicht: (2015-08-00) | Materialspezifikation | Quantenpunkte | Durchmesser und Anzahlkonzentration von dispergierten Partikeln | ISO/TS 17466:2015 provides guidelines for estimating the diameter and the number concentration of monodisperse cadmium chalcogenide (CdTe, CdSe, CdS) quantum dots (QDs) with a narrow size distribution in a colloidal dispersion using Ultraviolet-visible (UV-Vis) absorption spectroscopy. The analysis of the spheroidal particle size is applicable to the diameter range of 3,5 nm to 9 nm for CdTe, 1 nm to 8 nm for CdSe, and 1 nm to 5,5 nm for CdS and is recommended for samples with narrow size distributions. | Foreword............................................................................iv Introduction........................................................................v 1 Scope ............................................................................. 1 2 Terms, deﬁnitions, and abbreviated terms ........................1 2.1 Terms and defînitions...................................................1 2.2 Abbreviated terms ........................................................ 1 3 Principle ......................................................................... 2 3.1 General ........................................................................ 2 3.2 UV-Vis absorption spectroscopy ...................................2 3.3 Absorption peaks of quantum dots in the UV-Vis region .............................................................. 2 3.4 Relation between quantum dot diameter and optical absorption peak wavelength................................................3 3.5 Relation between quantum dot concentration and optical absorption peak intensities .............................. 4 3.5.1 Normalization of absorbance A for samples with wide size distributions .................................... 4 3.5.2 Derivation of extinction coefficient 5 from particle size ....................................................................... 4 Sample preparation ............................................................ 5 Measurement procedure ..................................................... 5 5.1 UV-Vis spectrometer................................................... 5 5.2 Optical measurement procedure ................................... 5 5.3 Recommended...............................................................5 6 Data analysis and interpretation of results........................5 6.1 Data analysis for approximation of QD size ................ 6 6.2 Data analysis for characterization of QD concentration .................................................................... 6 7 Measurement uncertainty ............................................... 6 8 Test report ......................................................................6 Annex A (informative) Case study for determining the diameters of CdSe QDs from UV-Vis absorption spectra ................................................. 8 Annex B (informative) Case study for determining the number concentrations of CdSe QDs in a dispersion .................................................. 15 Bibliography .....................................................................18 | Standarddokument | nano-spezifisch |  |  | 1
ISO 18196 | In Bearbeitung | ISO/TR 18196: "Nanotechnologies - Measurement method matrix for nano-objects" | ISO/TC 229 | In Bearbeitung: ISO stage code: 20.00 (2012-06-05) | Test-/Messmethoden | NOAA | noch nicht näher spezifiziert | This Technical Report provides a matrix, which guides users to commercially available techniques relevant to the measurements of common physicochemical parameters for nano-objects. Some techniques are also applicable to nanostructured materials. |  | Internes Arbeitspapier | nano-spezifisch |  |  | 1 |  |  | 1
ISO 18827 | In Bearbeitung ISO/TS 18827 | "Electron spin resonance (ESR) as a method for measuring reactive oxygen species (ROS) generated by metal oxide nanomaterials" | ISO/TC 229 | In Bearbeitung: ISO stage code: 20.00 (2013-04-25) | Test-/Messmethoden | Metalloxide | Reaktive Sauerstoffspezies | This technical specification provides a procedure for the detection of reactive oxygen species (∙OH, O2 -, 1O2) generated by metal oxide nanomaterials in aqueous solution with a reactive oxygen species-specific spin trapping agent using electron-spin-resonance but excludes electron-spin-resonance procedures that do not use a spin trapping agent. |  | Internes Arbeitspapier | nano-spezifisch |  |  | 1 | 1
ISO 19006 | In Bearbeitung ISO/TS 19006 | "CMH2DCF-DA Assay for evaluating nanoparticle-induced intracellular ROS production in Raw 264.7 macrophage cell line" | ISO/TC 229 | In Bearbeitung: ISO stage code: 30.20 (2015-05-07) | Test-/Messmethoden | NOAA | Reaktive Sauerstoffspezies | This Technical Specification describes how to test and evaluate results obtained fromin vitro ROS generation in RAW 264.7 macrophage cells exposed to nano-objects, nanoparticles, their aggregates and agglomerates using the CM-H2DCFDA assay. The protocol in this document is limited to use of a twenty-four well plate, so if other plates were to be used volumes would need to be adjusted and the protocol steps validated to ensure confidence in the test results. |  | Internes Arbeitspapier | nano-spezifisch |  |  |  | 1
ISO 19057 | In Bearbeitung ISO/TR 19057 | "Use and application of acellular in Vitro Tests and methodologies to assess nanomaterial biodurability" | ISO/TC 229 | In Bearbeitung: ISO stage code: 10.99 (2013-07-10) | Test-/Messmethoden | NOAA | Biobeständigkeit | This Technical Report (TR) will review the use and application of a cellular in vitro tests and methodologies implemented in the assessment of the biodurability of nanomaterials and their ligands in simulated biological and environmental media. This TR is intended to focus more on acellular in vitro methodologies implemented to assess biodurability and therefore will exclude the general review of relevant literature on in vitro cellular or animal biodurability tests. |  | Internes Arbeitspapier | nano-spezifisch |  |  |  | 1
ISO 19337 | In Bearbeitung ISO/TS 19337 | "Characterization of nanosuspensions to verify nano-object induced toxicity assessed in vitro" | ISO/TC 229 | In Bearbeitung: ISO stage code: 10.99 (2013-11-08) | Test-/Messmethoden | Nano-Suspensionen | Stabilität der Suspensionen (Änderung der Größenverteilung von Nanoobjekten und Agglomeraten), Endotoxingehalt, Metallionenkonzentration | This Technical Specification describes characteristics of working suspensions of nano-objects to be considered when conducting in vitro assays to evaluate inherent nano-object toxicity. In addition, the document identifies applicable measurement methods for these characteristics. This document is applicable to nano-objects, and their aggregates and agglomerates greater than 100 nm. NOTE This Technical Specification intends to help clarify whether observed toxic effects come from tested nanoobjects themselves or from other uncontrolled sources. |  | Internes Arbeitspapier | nano-spezifisch |  |  | 1 | 1
ISO 19590 | In Bearbeitung | Nanoparticles -- Detection and characterization using single- particle ICP-MS | ISO/TC 229 | In Bearbeitung: ISO stage code: 30.20 (2015-05-16) | Test-/Messmethoden | Metalle und Metallverbindungen | Partikelzahl, Partikel-massenkonzentration und Anzahl basierte Größenverteilung | ISO/TS 19590 specifies a method for the detection and characterization of nanoparticles in aqueous suspensions, specified here as the particle number and particle mass concentration and the number-based size distribution using ICP-MS in a time-resolved mode to determine the mass of individual nanoparticles. The method is applicable for the determination of the size of inorganic nanoparticles (e.g. metal and metal oxides like Au, Ag, TiO2, BVO4 etc.), with size ranges of 10 nm to 100 nm (and larger particles up to 1000 nm - 2000 nm) in aqueous suspensions. Metal compounds other than oxides (e.g. sulphides etc.), metal composites or coated particles with a metal core may be determined if the chemical composition and density are known. Particle number concentrations that can be determined in aqueous suspensions range from 106 particles/L to 109 particles/L which corresponds to mass concentrations in the range of approximately 1 ng/L to 1 000 ng/L (for 60 nm Au particles). Actual numbers depend on the type of mass spectrometer used and the type of nanoparticle analyzed. |  | Internes Arbeitspapier | nano-spezifisch |  |  | 1 |  |  | 1
ISO 19601 | In Bearbeitung | "Aerosol Generation for NOAA (Nano-objects and their aggregates and agglomerates) for air exposure studies" | ISO/TC 229 | In Bearbeitung: ISO stage code: 10.99 (2014-04-28) | Test-/Messmethoden | NOAA | Partikelanzahl- und -größenverteilung | This Technical Report reviews methods for producing aerosols of NOAA (nano-objects and their aggregates and agglomerates) for in vivo and in vitro air exposure studies. The purpose of the document is to aid in selecting an appropriate aerosol generator to fulfill a proposed toxicology study design. The document describes characteristics of aerosol generation methods, including the advantages and disadvantages. This Technical Report does not provide guidance for aerosolization of specific nano-objects. |  | Internes Arbeitspapier | nano-spezifisch |  |  |  |  | 1
ISO 19749 | In Bearbeitung | ISO 19749 "Determination of size and size distribution of nano-objects by scanning electron microscopy" | ISO/TC 229 | In Bearbeitung: ISO stage code: 00.00 (2014-03-04) | Test-/Messmethoden | NOAA | Partikelform und -Größenverteilung | This Technical Specification provides guidance on how to measure and report size and shape distribution of nanoparticles by acquiring and evaluating scanning electron microscope images NOTE This Technical Specification applies to nanoparticles with a lower size limit that depends on the required uncertainty and on the performance of the SEM, which must be proven first -according to the requirements described in this document. |  | Internes Arbeitspapier | nano-spezifisch |  |  | 1 |  |  | 1
ISO 19805 | In Bearbeitung | ISO 19805 "On-line/Off-line techniques for characterizing size distribution of airborne nanoparticle populations" | ISO/TC 229 | In Bearbeitung: ISO stage code: 20.00 (2015-04-07) | Test-/Messmethoden | Nanoaerosole | Partikel-Größenverteilung | This Technical Specification provides guideline to choose nanoparticle collection and sample preparation for TEM, SEM and AFM measurements according to prerequisites, such the estimated size of the nanoparticles, the measurement techniques, and the sampling contribution to the measurement uncertainty. The sampling techniques covered by this guideline are filtration, electrostatic precipitation, diffusion, inertial impaction and thermorphoretic precipitation. This Technical Specification does not provide the AFM, SEM and TEM measurements. |  | Internes Arbeitspapier | nano-spezifisch |  |  | 1 |  |  | 1 | 1
ISO 20489 | In Bearbeitung | Separation and size fractionation for the characterisation of metal-based nanoparticles in water samples | ISO/TC 229 | In Bearbeitung: ISO stage code: 20.00 (2015-03-27) | Test-/Messmethoden | Metalle | Partikel-Größenverteilung | Kurzreferat nicht vorhanden |  | Internes Arbeitspapier | nano-spezifisch |  |  | 1 |  |  | 1
ISO 20787 | In Bearbeitung ISO/TS 20787 | "Aquatic toxicity assessment of nanomaterials using Artemia sp." | ISO/TC 229 | In Bearbeitung: ISO stage code: 20.00 (2015-11-06) | Test-/Messmethoden | NOAA | Aquatische Toxizität | This technical specification proposal is to define a reliable and repeatable screening method to evaluate the aquatic toxicity of nanomaterials to Artemia sp. nauplius. This technical specification is intended to be used by ecotoxicological laboratories that are competent in the hatching and culture of Artemia sp. and the evaluation of toxicity of nanomaterials using Artemia sp. nauplius. This technical specification is applicable to materials that consist of nano-objects such as nano-objects such as nano-particles, nano powders, nano-fibers, nano-tubes, nano-wires, as well as aggregates and agglomerates of these materials. |  | Internes Arbeitspapier | nano-spezifisch |  |  |  | 1
ISO 21237 | In Bearbeitung | Nanotechnologies -- Nano-enhanced air filter media using nanofibres -- Characteristics, performance and measurement methods | ISO/TC 229 | In Bearbeitung: ISO stage code: 10.99 (2015-11-12) | Materialspezifikation/Produktspezifikation | Nanofasern in Filtersubstraten | Verschiedene physikochemische und Struktureigenschaften von Nanofasern | This standard specifies various physical, structural, chemical characteristics of the nanofibers( NFs) utilized in nano-enhanced air filter (NEAF) media and their relevant characterization methods. Further, it also addresses the relevant characteristics/properties and performances of the media.This technical specification does not cover characteristics specific for health and safety issues. Note1. This document does not deal with the required standard specifications of the substrate. The user or buyer needs to refer to the related standard documents |  | Internes Arbeitspapier | nano-spezifisch |  |  | 1
ISO 13278 | ISO/TS 13278:2011 | "Nanotechnologien - Bestimmung elementarer Verunreinigungen in Kohlenstoff-Nanoröhrchenproben mit Massenspektroskopie mit induktiv gekoppeltem Plasma" | ISO/TC 229 | Veröffentlicht: (2011-11-30) | Test-/Messmethoden | Kohlenstoffnanoröhren | Elementverunreinigungen | This Technical Specification provides methods for the determination of residual elements other than carbon in samples of single-wall carbon nanotubes (SWCNTs) and multiwall carbon nanotubes (MWCNTs) using inductively coupled plasma mass spectrometry (ICP-MS). The purpose of this Technical Specification is to provide optimized digestion and preparation procedures for SWCNT and MWCNT samples in order to enable accurate and quantitative determinations of elemental impurities using ICP-MS. | nicht vorhanden | Standarddokument | nano-spezifisch |  |  | 1
ISO 20814 | In Bearbeitung ISO/TS 20814 | "Nanoparticle photocatalytic activity measurement" | ISO/TC 229 | In Bearbeitung: ISO stage code: 20.00 (2015-11-06) | Test-/Messmethoden | Photokatalytische Nanopartikel | Photokatalytische Aktivität | The document will provide a methodology for photocatalytic activity measurement of nanoparticles suspended in aqueous environment in physiologically relevant conditions. The proposed method is based on a 96 well platform using NAD as a detector of photooxidation. |  | Internes Arbeitspapier | nano-spezifisch |  |  | 1
ISO 21236 | In Bearbeitung | Nanotechnologies -- Nanoclays -- Characteristics and measurements | ISO/TC 229 | In Bearbeitung: ISO stage code: 10.99 (2015-11-12) | Materialspezifikation/Produktspezifikation | NanoClays | Kristallstruktur, Oberflächenladung | This Standard specifies various characteristics/properties of nanoclays and their relevant measurement methods for nanoclays/organoclays as important group of layered nanostructured silicates. Addressing specifications include structural, physical and chemical properties including basal d-spacing, crystal lattice structure, dimensions, surface polarity and cation exchange capacity. However, this document does not consider specific characteristics for the health and safety issues. |  | Internes Arbeitspapier | nano-spezifisch | 1
ISO 11931 | ISO/TS 11931:2012 | "Nanotechnologies - Nanoscale calcium carbonate in powder form - Characteristics and measurement" | ISO/TC 229 | Veröffentlicht: (2013-01-31) | Materialspezifikation | Nano-Kalziumkarbonat | Massenanteil, Kristallitgröße, Primär-Partikelgröße, spezifische Oberfläche | ISO/TS 11931:2012 provides requirements to describe the basic characteristics of nanoscale calcium carbonate in powder form relevant for applications in nanotechnology. It is intended to detail the material specification necessary to use CaCO3 in the applications related to nanotechnology. It does not cover characteristics specific for health and safety issues, and for specific applications of nanoscale CaCO3. | bei Perinorm und Ext. Auslegestelle nicht vorhanden | Standarddokument | nano-spezifisch |  |  | 1
ISO 11937 | PD ISO/TS 11937 | ISO/TS 11937:2012 "Nanotechnologies -- Nanoscale titanium dioxide in powder form -- Characteristics and measurement" | ISO/TC 229 | Veröffentlicht: (2013-01-31) | Materialspezifikation & Testmethode | Titandioxid | Massenanteil, Kristallitgröße, Primär-Partikelgröße, spezifische Oberfläche | ISO/TS 11937 provides requirements to describe the basic characteristics of titanium dioxide in powder form relevant for applications in nanotechnology. It is intended to detail the materials specification necessary to use titanium dioxide in the applications related to nanotechonology. It is limited to dry powders and does not include materials dispersed or suspended in water or solvents. It does not cover characteristics for health and safety issue, and for specific application of titanium dioxide or for surface modification, if coated. | bei Perinorm und Ext. Auslegestelle nicht vorhanden | Standarddokument | nano-spezifisch |  |  | 1
ISO 19007 | In Bearbeitung | ISO 19007: "Modified MTS assay for measuring the effect of nanoparticles on cell viability" | ISO/TC 229 | In Bearbeitung: ISO stage code: 20.00 (2013-05-07) | Test-/Messmethoden | NOAA | Zytotoxizität | This International Standard describes how to evaluate the effects of nano-objects and their aggregates and agglomerates (NOAA) on cellular viability using the MTS assay. The assay design includes performance requirements and control experiments to identify and manage variability in the assay results. This document is limited to use of a 96 well plate, so if other plates were to be used volumes would need to be adjusted and the protocol steps validated to ensure confidence in the test results. |  | Internes Arbeitspapier | nano-spezifisch |  |  |  | 1
ISO 19716 | In Bearbeitung | ISO/TR 19716 "Nanotechnologies -- Characterization of Cellulose Nanocrystals -- Particle Morphology, Purity and Surface Properties" | ISO/TC 229 | In Bearbeitung: ISO stage code: 10.99 (2014-05-08) | Test-/Messmethoden | Nanozellulose | chemische Zusammensetzung, Morphologie, Oberflächenchemie | This Technical Report reviews commonly used methods for the characterization of cellulose nanocrystals (CNCs), including sample preparation, measurement methods and data analysis. Selected measurands for characterization of CNCs for commercial production and applications are covered. These include CNC composition, morphology and surface characteristics. |  | Internes Arbeitspapier | nano-spezifisch
ISO 10797 | ISO/TS 10797:2012 | "Nanotechnologien - Charakterisierung einwandiger Kohlenstoff-Nanoröhrchen unter Verwendung der Transmissions-Elektronenmikroskopie" | ISO/TC 229 | Veröffentlicht: (2012-06-00) | Materialspezifikation & Test-/Messmethoden | Einwand-Kohlenstoffnanoröhren | Morphologie, chemische Zusmmensetzung von Katalysatoren und Verunreinigungen | ISO/TS 10797:2012 establishes methods for characterizing the morphology of single-wall carbon nanotubes (SWCNTs) and identifying the elemental composition of other materials in SWCNT samples, using transmission electron microscopy and chemical analysis by energy dispersive X-ray spectrometry. | Foreword………………………………………………….…..…..iv Introduction………………………………………………...…….v 1 Scope…………………………………………………….…..…..1 2 Normative References………………………………….…...…1 3 Terms and definitions……………………………………..…..1 4 General principles…………………………………………..….3 4.1 TEM imaging and analysis…….....................................3 4.2 EDS analysis.................................................................3 4.3 Additional characterization methods.............................3 4.4 Applicability to multiwall carbon nanotube analysis......3 5 Sample preparation..........................................................4 5.1 General principles.........................................................4 5.2 Choice of TEM grid......................................................4 5.3 Powder and film samples...............................................5 5.4 Liquid suspension sample..............................................6 5.5 Composite....................................................................6 6 Measurement procedures..................................................7 6.1 TEM examination of an SWCNT sample......................7 6.2 EDS analysis of an SWCNT sample...............................7 7 Data analysis, interpretation and reporting of results........9 7.1 General principles..........................................................9 7.2 Data analysis and interpretation of TEM results............9 7.3 Data analysis and interpretation of TEM results..........13 Annex A (informative) Case Studies..................................14 Annex B (informative) Additional information on sample preparation and experimental procedures...............20 Annex C (informative) Additional information on observation of SWCNTs....................................................26 Annex D (informative) Additional information on factors influencing the observation of SWCNTs................30 Bibliography......................................................................33 | Standarddokument | nano-spezifisch |  |  | 1
ISO 17200 | DIN CEN ISO/TS 17200 DIN SPEC 52297 TR | "Nanotechnologien - Nanopartikel in Pulverform - Eigenschaften und Messung" (ISO/TS 17200:2013) Deutsche Fassung CEN ISO/TS 17200:2015) | ISO/TC 229 Deutsche Fassung durch: DIN NA 062-08-17 AA "Nanotechnologien" im DIN-Normenausschuss Materialprüfung (NMP). | Veröffentlicht: (2015-07-00) | Materialspezifikation & Test-/Messmethoden | Nanopulver | chemische Zusammensetzung, Kristallitgröße, Primär-Partikelgröße, spezifische Oberfläche | Dieses Dokument listet grundlegende Eigenschaften, die üblicherweise für Nanopartikel in Pulverform bestimmt werden, auf. Dieses Dokument beschreibt spezifische Messmethoden für diese Eigenschaften. Ausgeschlossen werden Eigenschaften, die sich speziell auf EHS-Aspekte beziehen. | Vorwort ......................................................................... 3 Einleitung ...................................................................... 4 1 Anwendungsbereich …………………………........……….6 2 Normative Verweisungen …………………………............6 3 Begriffe ...................................................................... 6 4 Grundlegende Eigenschaften mit zugehörigen Messverfahren ............................................................... 7 5 Probenvorbereitung .................................................... 7 6.1 Chemische Zusammensetzung .................................. 8 6.2 Spezifische Oberfläche nach dem BET-Verfahren....................................................................... 9 6.3 Kristallstruktur nach dem XRD-Verfahren ............... 9 6.4 Mittlere Kristallitgröße nach dem XRD-Verfahren (Scherrer-Gleichung) ...................................................... 9 6.5 Mittlere und Standardabweichung der gemessenen Primärpartikelgrößen nach dem TEMVerfahren............. 9 7 Prüfbericht ................................................................ 10 Anhang A (informativ) Anwendbarkeit dieser Technischen Spezifikation............................................. 11 Perinorm-Link: https://secure.beuth.de/cmd%3Bjsessionid=IVUVXY3ES4WHMOTA4OV1CQZW.2?workflowname=infoInstantdownload&docname=2274418&contextid=beuth&servicerefname=beuth&ixos=toc | Standarddokument | nano-spezifisch |  |  | 1
ISO 29701 | ISO 29701:2010 DIN EN ISO 29701:2011-01 | "Nanotechnologien - Endotoxinprüfung an Proben aus Nanomaterial für In-vitro-Systeme - Limulus-Amoebozyten-Lysat-Prüfung (LAL-Prüfung)" | ISO/TC 229 Deutsche Fassung durch: DIN NA 062-08-17-03 UA "Gesundheits- und Umweltaspekte" im DIN | Veröffentlicht (2011-01-00) | Test-/Messmethoden | NOAA | Endotoxin-Kontamination | Diese Internationale Norm beschreibt die Anwendung einer Prüfung mit einem Limulus-Amoebozyten-Lysat-Reagenz (LAL) für die Evaluierung von Nanomaterialien, die für biologische In vitro-Prüfsysteme auf Zellbasis bestimmt sind. Die Prüfung ist für die Anwendung mit in wässrigen Medien, z. B. Wasser, Serum oder Reaktionsmedium, dispergierten Nanomaterialproben geeignet und für derartige Medien, die für eine angemessene Dauer bei 37 °C mit Nanomaterialien inkubiert wurden. Diese Internationale Norm ist auf Prüfobjekte für In vitro-Systeme beschränkt, jedoch können die Verfahren auch an Nanomaterialien angepasst werden, die Tieren auf parenteralen Wegen zugeführt werden. Diese Norm legt eine Prüfung zum Nachweis und zur Quantifizierung von Endotoxinen mithilfe von Limulus-Amöbozyten-Lysat (LAL) fest, die wässrige Proben aus Nanomaterial für biologische In-vitro-Prüfsysteme kontaminieren können. Die Norm ist für Hersteller von Nanoobjekten, Prüfämter sowie unabhängige Prüflboratorien gedacht. Diese Norm behandelt insbesondere Aspekte des Gesundheitsschutzes, des Arbeitsschutzes und der Produktsicherheit. | Einleitung ........................................................................4 1 Anwendungsbereich .......................................................5 2 Begriffe .........................................................................5 3 Abkürzungen..................................................................6 4 Betrachtungen im Vorfeld der Prüfung............................7 4.1 Aufbewahrung von Nanomaterialien............................7 4.2 Aufbewahrungsbehälter ...............................................7 4.3 Handhabung der Nanomaterialien................................7 5 Untersuchungsprobe ......................................................7 5.1 Wässrige Dispersion....................................................7 5.2 Wässriger Extrakt ......................................................7 6 Vorbereitung der Untersuchungsprobe.............................7 6.1 Dispersionsverfahren..................................................7 6.2 Extraktionsverfahren.................................................8 6.3 Konzentration ...........................................................8 6.4 Aufbewahrung der Untersuchungsprobe ......................8 6.5 Laborumgebung .........................................................8 7 Prüfverfahren................................................................9 7.1 Kurzbeschreibung .......................................................9 7.2 Alternative Prüfverfahren .........................................9 7.3 Auswahl und Validierung des Prüfverfahrens .............10 7.4 Versuchsabläufe.........................................................11 8 Beurteilung der Ergebnisse ...........................................11 8.1 Allgemeines .............................................................11 8.2 Anleitung zur Anwendung der Prüfung ......................11 9 Prüfbericht ..................................................................12 Anhang A (informativ) Beispiele potenzieller Störungen der LAL-Prüfung............................................13 Anhang B (informativ) Gel-Gerinnungsverfahren............14 Anhang C (informativ) Photometrisches Endpunkt-Bestimmungsverfahren....................................................18 Anhang D (informativ) Kinetisches Verfahren ................21 Perinorm-Link: https://secure.beuth.de/cmd%3Bjsessionid=JKW1BYAVFZX7RU3WSX0VC6MV.2?workflowname=infoInstantdownload&docname=1669974&contextid=beuth&servicerefname=beuth&ixos=toc | Standarddokument | nano-spezifisch |  |  |  | 1
ISO 10808 | ISO 10808:2010 DIN EN ISO 10808 | "Nanotechnologien - Charakterisierung von Nanopartikeln in Inhalationskammern zur Prüfung auf Toxizität nach Inhalation | ISO/TC 229 Deutsche Fassung DIN NA 062-08-17 AA "Nanotechnologien" im DIN-Normenausschuss Materialprüfung (NMP | Veröffentlicht: (2011-04) | Materialspezifikation | NOAA | Partikelmasse, -größenverteilung, -anzahlkonzentration und -zusammensetzung | Diese Internationale Norm legt Anforderungen an die für Inhalationstoxizitätsuntersuchungen dienende Charakterisierung von luftgetragenen Nanopartikeln in Inhalationskammern hinsichtlich Partikelmasse, -größenverteilung, -anzahlkonzentration und -zusammensetzung fest und liefert Hilfestellung dafür. In der vorliegenden Internationalen Norm wird eine Reihe von Überwachungsfunktionen für die Inhalationstoxizitäts-Prüfkammer vorgeschlagen, einschließlich eines differentiellen Mobilitätsanalysator-Systems (DMAS), um die Partikelanzahl, -größe, -verteilung, -oberfläche und die überschlägige Massendosis zu messen, und einer morphologischen Untersuchung mittels Transmissionselektronenmikroskopie (TEM) oder Rasterelektronenmikroskopie (REM), ausgestattet mit einem energiedispersiven Röntgenanalysator (TEM-EDXA) für die chemische Zusammensetzung. Diese Internationale Norm berücksichtigt auch die konventionelle Massendosisüberwachung und andere physikalisch-chemische Überwachungsformen, wenn diese für die Toxizitätsbestimmung als notwendiger Parameter betrachtet wird. Das Verfahren bewertet die Oberfläche, Massendosis, Partikelverteilung, Zusammensetzung und Dispersion von Partikeln mit Nanogröße, um eine wirksame Analyse der Ergebnisse der Inhalationstoxizitätsprüfung zu unterstützen. | Einleitung ..........................................................................4 1 Anwendungsbereich .........................................................5 2 Normative Verweisungen .................................................5 3 Begriffe ...........................................................................5 3.1 Partikelmesssysteme ....................................................5 4 Prüfsubstanz-Überwachungsverfahren ..............................8 4.1 Kurzbeschreibung .........................................................8 4.1.1 Exposition ................................................................8 4.1.2 Partikeleigenschaften ...............................................8 4.2 Vorbereitung des Systems .............................................8 4.3 Untersuchung ...............................................................9 5 Festlegung des Überwachungsverfahrens ..........................9 5.1 Anforderungen an die anzahlbasierte Partikelgrößenverteilung und die Massenkonzentration ......9 5.2 Messung der anzahlbasierten Partikelgrößenverteilung ....................................................9 5.3 Messung der Massenkonzentration .............................10 5.4 Inhalationsexpositionskammer ...................................10 6 Beurteilung der Ergebnisse ..............................................11 7 Prüfbericht ....................................................................12 Anhang A (informativ) Beispiel einer Nanopartikel-Charakterisierung zur Prüfung der Toxizität nach Inhalation ................................................................13 Perinorm-Link: https://secure.beuth.de/cmd%3Bjsessionid=JKW1BYAVFZX7RU3WSX0VC6MV.2?workflowname=infoInstantdownload&docname=1719334&contextid=beuth&servicerefname=beuth&ixos=toc | Standarddokument | nano-spezifisch |  |  | 1 |  | 1 | [8 empty] | Norm legt Anforderungen an die für Inhalationstoxizitätsuntersuchungen dienende Charakterisierung von luftgetragenen Nanopartikeln in Inhalationskammern hinsichtlich Partikelmasse, -größenverteilung, -anzahlkonzentration und -zusammensetzung fest und liefert Hilfestellung dafür.
ISO 10801 | ISO 10801:2010 DIN EN ISO 10801 | "Nanotechnologien - Erzeugung von Metall-Nanopartikeln zur Prüfung auf Toxizität nach Inhalation unter Verwendung des Verdampfungs-/Kondensationsverfahrens (ISO 10801:2010); Deutsche Fassung EN ISO 10801:2010" | ISO/TC 229 Deutsche Fassung DIN NA 062-08-17 AA "Nanotechnologien" im DIN-Normenausschuss Materialprüfung (NMP) | Veröffentlicht: (2011-04-00) | Test-/Messmethoden | Silber, Gold | Partikelgrößenverteilung | Dieses Dokument legt ein normiertes Verfahren zur Erzeugung von Silbernanopartikeln fest, die zur Prüfung auf Toxizität nach Inhalation an Versuchstieren verwendet werden. Der Anwendungsbereich dieser Norm ist auf Metalle, wie Gold und Silber, beschränkt, für die nachgewiesen wurde, dass für die Prüfung auf Toxizität nach Inhalation geeignete Nanopartikel nach dem in dieser Norm beschriebenen Verdampfungs-/Kondensationsverfahren erzeugt werden können. | Einleitung ..........................................................................4 1 Anwendungsbereich ........................................................5 2 Normative Verweisungen ................................................5 3 Begriffe ..........................................................................5 4 Kurzbeschreibung ............................................................8 4.1 Partikelerzeugung ........................................................8 4.2 Vorbereitung des Systems .............................................8 5 Anforderungen.................................................................9 5.1 Kapazität und Regelung.................................................9 5.2 Nanopartikel-Eigenschaften..........................................9 5.3 Expositionskammeratmosphäre....................................9 5.4 Betriebssicherheit des Systems.......................................9 6 Charakterisierung der Leistungsfähigkeit des Partikelerzugers................................................................10 6.1 Anforderungen an die Partikelgrößenverteilung und Massenkonzentration........................................................10 6.2 Messung der Partikelgrößenverteilung..........................10 6.2.1 Probenahme mit DMAS............................................10 6.2.2 Probenahme für die Mikroskopie..............................11 6.3 Massenkonzentration, gemessen durch Filter-Probenahme......................................................................11 6.3.1 Filter-Probenahme für die Aerosol-Massenkonzentration........................................................11 6.3.2 Häufigkeit der Probenahme......................................11 7 Festlegungen für die Erzeugung der Nanopartikel............12 7.1 Reinheit/Verunreinigung der Prüfpartikel ....................12 7.2 Größenbereich ............................................................12 7.3 Anzahlkonzentration .................................................12 7.4 Form der Nanopartikel ...............................................12 7.5 Stabilität .....................................................................12 7.6 Exposition der Versuchstiere........................................12 8 Beurteilung der Ergebnisse ..............................................13 9 Prüfbericht ....................................................................13 Anhang A (informativ) Beispiel eines Verfahrens zur Erzeugung von Silber-Nanopartikeln mittels Verdampfung/Kondensation .............................................14 Perinorm-Link: https://secure.beuth.de/cmd%3Bjsessionid=JKW1BYAVFZX7RU3WSX0VC6MV.2?workflowname=infoInstantdownload&docname=1724220&contextid=beuth&servicerefname=beuth&ixos=toc | Standarddokument | nano-spezifisch |  |  |  |  | 1
ISO 19733 | In Bearbeitung | ISO/TR 19733 "Matrix of characterization and measurement methods for Graphene" | ISO/TC 229 IEC/TC 113 | In Bearbeitung: ISO stage code: 10.99 (2014-05-08) IEC stage code: PWI (2013-11) | Test-/Messmethoden | Graphen | u.a. Anzahl und Dicke der Schichten, spezifische Oberfläche, Größe der Flocken/Kristallite, chemische Reinheit, | This Technical Report provides a matrix which guides users to commercially available measurement techniques and key properties of graphene and other two-dimensional (2D) materials. The matrix includes measurement techniques to characterize chemical, physical, electrical, optical, and mechanical properties of graphene and other 2D materials. |  | Internes Arbeitspapier | nano-spezifisch |  |  | 1
ISO 13099-1 | ISO 13099-1:2012 | Colloidal systems -- Methods for zeta-potential determination -- Part 1: Electroacoustic and electrokinetic phenomena, (Kolloidsysteme - Verfahren zur Bestimmung des Zeta-Potenzials - Teil 1: Elektroakustische und elektrokinetische Phänomene) | ISO/TC 24/SC 4 | Veröffentlicht: 2012-06-00 | Test-/Messmethoden | Dispergierte Nanomaterialien | Zeta-Potenzial | This part of ISO 13099 describes methods of zeta-potential determination, both electric and acoustic, in heterogeneous systems, such as dispersions, emulsions, porous bodies with liquid dispersion medium. There is no restriction on the value of zeta-potential or the mass fraction of the dispersed phase; both diluted and concentrated systems are included. Particle size and pore size is assumed to be on the micrometre scale or smaller, without restriction on particle shape or pore geometry. The characterization of zeta-potential on flat surfaces is discussed separately. The liquid of the dispersion medium can be either aqueous or non-aqueous with any liquid conductivity, electric permittivity or chemical composition. The material of particles can be electrically conducting or non-conducting. Double layers can be either isolated or overlapped with any thickness or other properties. This part of ISO 13099 is restricted to linear effects on electric field strength phenomena. Surface charge is assumed to be homogeneously spread along the interfaces. Effects associated with the soft surface layers containing space distributed surface charge are beyond the scope. | Foreword .......................................................................... iv Introduction ...................................................................... v 1 Scope ............................................................................. 1 2 Terms and deﬁnitions ......................................................1 2.1 Electric double layer .....................................................1 2.2 Electrokinetic phenomena .......................................... 2 2.3 Electroacoustic phenomena ........................................ 4 3 Symbols ......................................................................... 5 4 Theory: general comments ............................................ 6 5 Elementary theories, Smoluchowski’s limit for electrokinetics .................................................................. 7 5.1 General ........................................................................7 5.2 Electrophoresis ........................................................... 7 5.3 Electroosmosis ............................................................ 8 5.4 Streaming current or potential ..................................... 8 5.5 Sedimentation potential or current .............................. 8 6 Elementary theories, Smoluchowski’s limit for electroacoustics ........................................................ ........ 8 6.1 General ........................................................................ 8 6.2 O’Brien’s theory for dynamic electrophoretic mobility ............................................................................ 9 6.3 Smoluchowski limit theory for dynamic electrophoretic mobility .................................................... 9 7 Advanced theories ........................................................ 10 8 Equilibrium dilution and other sample modiﬁcations ..... 10 Annex A (informative) Electric double layer models ....... 12 Annex B (informative) Surface conductivity ................... 18 Annex C (informative) Debye length ............................... 20 Annex D (informative) Advanced electrophoretic theories ......................................................................... ..21 Annex E (informative) Advanced electroacoustic theories ............................................................................24 Bibliography .................................................................... 26 | Standarddokument | Kolloidmesstechnik relevant für Nanotechnologie |  |  | 1
ISO 13099-3 | ISO 13099-3:2014 | Colloidal systems - Methods for zeta-potential determination - Part 3 "Acoustic methods Kolloidsysteme - Verfahren zur Bestimmung des Zeta-Potenzials - Teil 3: Akustische Verfahren | ISO/TC 24/SC 4 | Veröffentlicht: 2014-07-00 | Test-/Messmethoden |  |  | This part of ISO 13099 describes in general electroacoustic effects that can be defined as high frequency electrokinetic phenomena. Particular attention is given to two methods of measurement of electrophoretic mobility of particles suspended in a liquid at high concentration above 1 % v/v, colloid vibration current (CVI) and electric sonic amplitude (ESA), respectively. Estimation of surface charge and determination of zeta potential can be achieved from measured electrophoretic mobility using proper theoretical models, which are described in detail in ISO 13099-1. | Foreword ........................................................................ iv Introduction .................................................................... v 1 Scope ........................................................................... 1 2 Normative references ................................................... 1 3 Terms,definitionsandsymbols ....................................... 1 3.1 Electric double layer (EDL) ....................................... 1 3.2 Electrokinetic phenomena ........................................ 3 3.3 Electroacoustic phenomena ...................................... 4 4 Symbols ....................................................................... 6 5 Principle ...................................................................... 7 6 Zetapotentialprobedesignelements ................................ 8 7 Determinationofthedynamicelectrophoreticmobility .... 8 7.1 Subtracting background electroacoustic signal generated by ions ............................................................ 9 8 Calculation of zeta potential ...................................... 10 8.1 General .................................................................... 10 8.2 Isolated double layers ............................................... 10 8.3 Overlapped double layers ......................................... 13 9 Operational procedures ............................................... 13 9.1 Requirements ........................................................... 13 9.2 Verification ............................................................. 14 9.3 Sources of measurement error .................................. 15 Annex A (informative)Electroacoustics:highfrequency-electrokinetics ............................................................... 16 Annex B (informative)Verificationofelectroacoustic-theories ......................................................................... 17 Bibliography ................................................................. 20 Perinorm-Link: https://secure.beuth.de/cmd%3Bjsessionid=AQZIISI8RMOSBGPFPKT8P4YV.4?workflowname=infoInstantdownload&docname=2231315&contextid=beuth&servicerefname=beuth&ixos=toc | Standarddokument | Kolloidmesstechnik relevant für Nanotechnologie |  |  | 1
ISO 13318-1 | ISO 13318-1:2001 | Determination of particle size distribution by centrifugal liquid sedimentation methods -- Part 1: General principles and guidelines (Bestimmung der Partikelgroessenverteilung durch Sedimentations-Verfahren im Fliehkraftfeld in Fluessigkeiten. Allgemeine Grundlagen und Richtlinien) | ISO/TC 24/SC 4 | Veröffentlicht: 2001-03 | Test-/Messmethoden | NOAA | Größenverteilung | This part of ISO 13318 covers methods for determining the particle size distributions of particulate materials, typically in the size range 0,1 µm to 5 µm, by centrifugal sedimentation in a liquid. NOTE This part of ISO 13318 may involve the use of hazardous materials operations and equipment. This part of ISO 13318 does not purport to address all the safety problems associated with its use. It is the responsibility of the user of this part of ISO 13318 to establish appropriate safety and health practices and to determine the applicability of the regulatory limitations prior to its use. The methods of determining the particle size distribution described in this part of ISO 13318 are applicable to slurries, particulate materials which can be dispersed in liquids and some emulsions. A positive density difference between the discrete and continuous phases is necessary, although centrifugal photosedimentation can be used for emulsions where the droplets are less dense than the liquid in which they are dispersed. | Foreword ...........................................................................iv lntroduction .......................................................................v 1 Scope ..............................................................................1 2 Normative references ......................................................1 3 Terms definitions and symbols ........................................2 4 Principles ........................................................................4 5 Particle size, shape and porosity limitations ....................9 6 Test conditions ..............................................................10 7 Sampling ....................................................................... 11 8 Preparation for a sedimentation analysis .......................11 9 Tests in duplicate and validation ....................................12 10 Reporting of results .....................................................12 Annex A (informative) The effect of measurement zone depth ...................................................................... 14 Annex B (informative) Accuracy of Stokes law as a function of Reynolds number .........................................15 Bibliography .....................................................................16 | Standarddokument | Messtechnik für Partikel, im Größengrenzbereich von ca. 100 nm auch für Nanopartikel relevant |  |  | 1
ISO 13318-2 | ISO 13318-2:2007 | Determination of particle size distribution by centrifugal liquid sedimentation methods -- Part 2: Photocentrifuge method (Bestimmung der Partikelgrößenverteilung durch Sedimentationsverfahren im Fliehkraftfeld in Flüssigkeiten. Fotofliehkraftsedimentationsverfahren) | ISO/TC 24/SC 4 | Veröffentlicht: 2007-09 | Test-/Messmethoden | NOAA | Größenverteilung | This part of ISO 13318 covers methods for determining the particle size distribution of particulate materials by means of centrifugal sedimentation in a liquid. Solids concentrations are determined by the transmission of a light beam. The resulting signal enables conversion to a particle size distribution. The method of determining the particle size distribution described in this part of ISO 13318 is applicable to powders that can be dispersed in liquids, powders that are present in slurry form and some emulsions. Typical particle size range for analysis is from about 0,1 µm to 5 µm. The method is applicable to powders in which all particles have the same density and comparable shapes and do not undergo chemical or physical change in the suspension liquid. It is usually necessary that the particles have a density higher than that of the liquid. | Foreword ......................................................................... iv Introduction ..................................................................... v 1 Scope ............................................................................. 1 2 Normative references ..................................................... 1 3 Terms, deﬁnitions and symbols ....................................... 1 4 Principle ......................................................................... 2 5 Apparatus ....................................................................... 2 6 Samplin .......................................................................... 6 7 Preparation .....................................................................6 7.1 Sample preparation ..................................................... 6 7.2 Temperature ............................................................... 6 7.3 Dispersion ................................................................... 6 8 Procedure ....................................................................... 6 8.1 Line-start methods ...................................................... 6 8.2 Homogeneous technique .............................................. 7 9 Tests in duplicate and validation ..................................... 8 9.1 Tests in duplicate ......................................................... 8 9.2 Validation .................................................................... 8 10 Calculation of results .................................................... 8 10.1 General ..................................................................... 8 10.2 Calculation of particle size ........................................ 8 10.3 Calculation of cumulative mass percentage ................ 8 11 Reporting of results ...................................................... 9 Annex A (informative) Worked example ........................ 11 Annex B (informative) Extinction curve, example for titanium dioxide ............................................................... 15 Annex C (informative) Effect of radial dilution ............... 16 Bibliography .................................................................... 17 | Standarddokument | Messtechnik für Partikel, im Größengrenzbereich von ca. 100 nm auch für Nanopartikel relevant |  |  | 1
ISO 13318-3 | ISO 13318-3:2004 | Determination of particle size distribution by centrifugal liquid sedimentation methods -- Part 3: Centrifugal X-ray method (Bestimmung der Partikelgrossenverteilung durch Sedimentationverfahren Im Fliehkraftfeld in Flüssigkeiten. Roentgenfliehkraftverfahren) | ISO/TC 24/SC 4 | Veröffentlicht: 2004-07 | Test-/Messmethoden | NOAA | Größenverteilung | This part of ISO 13318 describes a method for determining the particle size distribution of homogeneous particulate material using centrifugal sedimentation in a liquid. Solids concentrations are determined by the attenuation of an X-ray beam. The resulting signal enables conversion to a particle size distribution. The method of determining the particle size distribution described in this standard is applicable to powders which can be dispersed in liquids or powders which are present in slurry form. The typical particle size range for analysis is from 0,1 µm to 5 µm. The method is applicable to powders in which all particles have the same effective density, chemical composition and comparable shapes. Materials possessing elements with an atomic number greater than about 12 can be expected to produce adequate X-ray opacity. Particles should not undergo chemical or physical change in the suspension liquid. It is necessary that the particles have a higher density than that of the liquid. | Foreword ...........................................................................iv Introduction ...................................................................... v 1 Scope ............................................................................. 1 2 Normative references ......................................................1 3 Terms and deﬁnitions ......................................................1 4 Symbols .......................................................................... 1 5 Sampling ........................................................................ 2 6 Principle ........................................................................ 2 7 Apparatus ...................................................................... 3 8 Preparation ................................................................... 4 9 Measurement procedure ................................................. 4 10 Tests in duplicate and validation .................................. 4 11 Calculation of results .................................................... 5 12 Test report .................................................................. 5 Annex A (informative) Worked example ......................... 6 | Standarddokument | Messtechnik für Partikel, im Größengrenzbereich von ca. 100 nm auch für Nanopartikel relevant |  |  | 1
ISO 13320 | ISO 13320:2009 | Particle size analysis -- Laser diffraction methods (Partikelmessung durch Laserlichtbeugung) | ISO/TC 24/SC 4 | Veröffentlicht: 2009-10 | Test-/Messmethoden | NOAA | Größenverteilung | This International Standard provides guidance on instrument qualification and size distribution measurement of particles in many two-phase systems (e.g. powders, sprays, aerosols, suspensions, emulsions and gas bubbles in liquids) through the analysis of their light-scattering properties. It does not address the specific requirements of particle size measurement of specific materials. This International Standard is applicable to particle sizes ranging from approximately 0,1 µm to 3 mm. With special instrumentation and conditions, the applicable size range can be extended above 3 mm and below 0,1 µm. For non-spherical particles, a size distribution is reported, where the predicted scattering pattern for the volumetric sum of spherical particles matches the measured scattering pattern. This is because the technique assumes a spherical particle shape in its optical model. The resulting particle size distribution is different from that obtained by methods based on other physical principles (e.g. sedimentation, sieving). | Foreword ..........................................................................iv Introduction ......................................................................v 1 Scope ..............................................................................1 2 Normative references ......................................................1 3 Terms, definitions and symbols .......................................1 3.1 Terms and definitions ..................................................1 3.2 Symbols .......................................................................5 4 Principle .........................................................................6 5 Laser diffraction instrument ...........................................6 6 Operational procedures ..................................................10 6.1 Requirements ............................................................. 10 6.2 Sample inspection, preparation, dispersion and concentration .................................................. ................10 6.3 Measurement ............................................................. 12 6.4 Precision ................................................................... 14 6.5 Accuracy ....................................................................15 6.6 Error sources and diagnosis .........................................17 6.7 Resolution and sensitivity ...........................................19 7 Reporting of results .......................................................20 Annex A (informative) Theoretical background of laser diffraction ............................................................22 Annex B (informative) Recommendations for instrument specifications ............................................... ..39 Annex C (informative) Dispersion liquids for the laser diffraction method .............................................42 Annex D (informative) Refractive index, nm, for various liquids and solids ........................................... ..43 Annex E (informative) Recommendations to reach optimum precision in test methods ........................ ..........48 Bibliography .................................................................... 50 | Standarddokument | Messtechnik für Partikel, im Größengrenzbereich von ca. 100 nm auch für Nanopartikel relevant |  |  | 1 |  |  | 1 | [7 empty] | Die am weitesten verbreitete Messmethode für den Mikrometerbereich, mit Trocken- und Nassdispergierung unterschiedlicher mechanischer Stärke kombinierbar, deshalb insbesondere für die experimentelle Simulation von Freisetzungs- bzw. Expositionsszenarien geeignet.
ISO 13321 | ISO 13321:1996 | Partikelgrößenanalyse - Photonenkorrelationsspektroskopie | ISO/TC 24/SC 4 | Veröffentlicht: 2004-10-00 | Test-/Messmethoden | NOAA | Größenverteilung und mittlere Partikelgröße | Diese Norm erläutert die Anwendung der Photonenkorrelationsspektroskopie (PCS) zur Messung einer mittleren Partikelgröße und eines Maßes für die Breite der Verteilung von in Flüssigkeiten dispergierten Partikeln. Sie ist anwendbar im Bereich von einigen Nanometern bis etwa 1 µm, oder bis zum Einsetzen der Sedimentation. Die Daten werden unter der Annahme isotroper und kugelförmiger Partikel ausgewertet. | Vorwort ............................................................................ 4 Einleitung ..........................................................................5 1 Anwendungsbereich ........................................................ 6 2 Begriffe .......................................................................... 6 3 Symbole und Abkiirzungen .............................................. 6 4 Kurzbeschreibung .............................................................7 5 Messanordnung ................................................................7 6 Vorbereitende Maßnahmen ..............................................7 6.1 Geräteaufstellung ......................................................... 7 6.2 Probenvorbereitung und Prüfung ...................................8 7 Messverfahren ................................................................ 9 8 Kalibrierung und Validierung .......................................... 11 9 Reproduzierbarkeit .........................................................11 1 0 Protokoll ................................................................... 11 Anhang A (normativ) Berechnung des mittleren Partikeldurchmessers und des Polydispersitﬁtsindex ......... 13 Anhang B (informativ) Empfohlenes Protokollformular...15 Anhang C (informativ) Theoretischer Hintergrund ...........19 Anhang D (informativ) Typische PCS-Geräite und empfohlene technische Daten ...........................................23 Anhang E (informativ) Empfehlungen zur Probenaufbereitung ...........................................................26 E1 Allgemeines ................................................................26 E2 Filtration ....................................................................26 E3 Reinigung ....................................................................27 E.3.1 Wasser ....................................................................27 E32 Organische Lﬁsungsmittel .........................................28 E4 Kiivettenreinigung ......................................................29 E.4.1 Reinigungsmittel und Wasser ...................................29 E42 Sﬁure ........................................................................30 ES Lﬁsungs-, Suspensionsaufbereitung .............................. 30 E6 Aufbereitung einer Latexsuspension ............................ 31 Anhang F (informativ) Literaturhinweise ......................... 32 | Standarddokument | Partikelmesstechnik, auch für Nanopartikel |  |  | 1 |  |  | 1
ISO 15900 | ISO 15900:2009 | Determination of particle size distribution. Differential electrical mobility analysis for aerosol particles | ISO/TC 24/SC 4 | Veröffentlicht: 2009-05 | Test-/Messmethoden | NOAA | Größenverteilung | ISO 15900:2009 provides guidelines on the determination of aerosol particle size distribution by means of the analysis of electrical mobility of aerosol particles. This measurement is usually called “differential electrical mobility analysis for aerosol particles”. This analytical method is applicable to particle size measurements ranging from approximately 1 nm to 1 µm. ISO 15900:2009 does not address the specific instrument design or the specific requirements of particle size distribution measurements for different applications, but includes the calculation method of uncertainty. | Foreword ...........................................................................iv Introduction .......................................................................v 1 Scope ..............................................................................1 2 Terms and definitions .....................................................1 3 Symbols ..........................................................................4 4 General principle ............................................................5 4.1 Particle size classification with the DEMC ...................5 4.2 Relationship between electrical mobility and particle size ........................................................................6 4.3 Measurement and data inversion ..................................7 4.4 Transfer function of the DEMC ...................................8 4.5 The charge distribution function ..................................8 5 System and apparatus ......................................................9 5.1 General configuration ..................................................9 5.2 Components ..............................................................10 6 Measurement procedures ...............................................11 6.1 Setup and preparation of the instrument .....................11 6.2 Pre-measurement checks ............................................14 6.3 Measurement .............................................................14 6.4 Maintenance ..............................................................15 7 Periodic tests and calibrations .......................................16 7.1 Overview ....................................................................16 7.2 Leak test ....................................................................16 7.3 Zero tests ...................................................................17 7.4 Flow meter calibration ................................................17 7.5 Voltage calibration .....................................................17 7.6 Particle charge conditioner integrity test ...................18 7.7 Calibration for size measurement ...............................18 7.8 Size resolution test .....................................................19 7.9 Number concentration calibration ..............................20 8 Reporting of results .......................................................20 Annex A (informative) Particle charge conditioners and charge distributions ....................................................21 Annex B (informative) Particle detectors ........................29 Annex C (informative) Slip correction factor ...................33 Annex D (informative) Data inversion ............................37 Annex E (informative) Cylindrical DEMC .......................43 Annex F (informative) Size calibration of a DMAS with step-wise voltage change using particle size standards ......................................................................... 49 Annex G (informative) Uncertainty ................................ 52 Bibliography .................................................................... 55 | Standarddokument | Partikelmesstechnik, auch für Nanopartikel |  |  | 1 |  |  | 1 | [7 empty] | Wichtigster Standard für Aerosolmessung im Nanometerbereich, da optische Methoden besonders kleiner 100 nm nicht mehr ausreichen. Bildet mit ISO 27891 (Zählstandard) zusammen das sogenannte SMPS-System für Konzentrationen bis 50 000 pro Kubikzentimeter im Bereich 5 bis 1000 nm.
ISO 15901-3 | ISO 15901-3:2007 | Porengrößenverteilung und Porosimetrie von Stoffen. Bewertung mittels Quecksilberporosometrie und Gasadsorption. Mikroporenanalyse mittels Gasadsorption | ISO/TC 24/SC 4 | Veröffentlicht: 2007-04 | Test-/Messmethoden | Poröse Nanomaterialien | Porengrößenverteilung und Porosität | ISO 15901-3:2007 describes methods for the evaluation of the volume of micropores (pores of internal width less than 2 nm) and the specific surface area of microporous material by low-temperature adsorption of gases These are comparative, non-destructive tests. The methods use physisorbing gases that can penetrate into the pores under investigation. The method is applicable to isotherms of type I, II, IV or VI of the IUPAC classification (see ISO 15901-2:--, Figure 1, and ISO 9277). The methods in ISO 15901-3:2007 are not applicable when chemisorption or absorption takes place. | Foreword .......................................................................... iv Introduction ...................................................................... v 1 Scope ..............................................................................1 2 Normative references ......................................................1 3 Terms and definitions ......................................................1 4 Symbols ...........................................................................3 5 Principles ........................................................................5 5.1 General .........................................................................5 5.2 Methods of measurement .............................................6 6 Procedure of measurements .............................................6 6.1 Sampling ......................................................................6 6.2 Sample pre-treatment ..................................................6 6.3 Measurement ...............................................................7 7 Verification of apparatus performance ............................ 7 8 Calibration ..................................................................... 7 9 Evaluation of the micropore volume ...............................7 9.1 General .........................................................................7 9.2 Determination of the micropore volume according to Dubinin and Radushkevich ............................................. 9 9.3 Micropore analysis by comparison of isotherms ........ 10 9.4 Determination of micropore size distribution by the Horvath-Kawazoe (HK) and the Saito- Foley (SF) method ............................................................................ 14 9.5 Determination of micropore size distribution by non-local density functional theory ..................................15 10 Test report ................................................................. 19 Annex A (informative) Horvath-Kawazoe and Saito-Foley methods ........................................................ 20 Annex B (informative) NLDFT method .......................... 23 Bibliography .....................................................................26 | Standarddokument | Messtechnik für poröse Feststoffe auch Nanomaterialien |  |  | 1
ISO 17867 | ISO 17867:2015 | Particle size analysis. Small-angle X-ray scattering | ISO/TC 24/SC 4 | Veröffentlicht: 2015-05 | Test-/Messmethoden | NOAA | Größenverteilung | Small-angle X-ray scattering (SAXS) is a well-established technique that allows structural information to be obtained about inhomogeneities in materials with a characteristic length from 1 nm to 100 nm. Under certain conditions (narrow size distributions, appropriate instrumental configuration, and idealised shape) the limit of 100 nm can be significantly extended. ISO 17687:2015 specifies a method for the application of SAXS to the estimation of mean particle sizes in dilute dispersions where the interaction between the particles is negligible. This International Standard allows two complementary data evaluation methods to be performed, model fitting and Guinier approximation. The most appropriate evaluation method shall be selected by the analyst and stated clearly in the report. SAXS is sensitive to electron density fluctuations. Therefore, particles in solution and pores in a matrix can be studied in same way. | Foreword ...........................................................................iv Introduction .......................................................................v 1 Scope ..............................................................................1 2 Normative references ..................................................... 1 3 Symbols and abbreviations ...............................................1 4 Principle of the method .................................................. 2 5 Apparatus and procedure ................................................. 3 6 Preliminary procedures and instrument set-up ................. 5 7 Sample preparation ......................................................... 5 8 Measurement procedure .................................................. 6 9 Calculation of the mean particle diameter ...................... 7 9.1 General .........................................................................7 9.2 Guinier approximation ................................................ 8 9.3 Model fitting ............................................................... 8 10 Repeatability ................................................................ 9 11 Documentation and test report ..................................... 9 11.1 Test report ................................................................ 9 11.2 Technical records .................................................... 10 Annex A (informative) General principles ........................11 Annex B (informative) Working size range and resolution.20 Annex C (informative) System qualification .....................21 Bibliography .....................................................................22 | Standarddokument | Partikelmesstechnik, auch für Nanopartikel |  |  | 1
ISO 18748 | In Bearbeitung ISO PWI 18748 | Control of dispersibility | ISO/TC 24/SC 4 | In Bearbeitung | Materialspezifikation | NOAA | Dispergierbarkeit | Kurzreferat nicht vorhanden |  | Liaison-Report TC 24 |  |  |  | 1
ISO 19996 | In Bearbeitung ISO/PWI 19996 | Charge conditioning of aerosol particles by diffusion charging | ISO/TC 24/SC 4 | Projekt in Bearbeitung | Test-/Messmethoden | Nanoaerosole | Oberflächenladung | Kurzreferat nicht vorhanden |  | Liaison-Report TC 24 | Partikelmesstechnik, auch für Nanopartikel |  |  | 1
ISO 19997 | In Bearbeitung ISO/PWI TR 19997 | Guidelines for zeta-potential measurement | ISO/TC 24/SC 4 | Projekt in Bearbeitung | Test-/Messmethoden | Nanopulver | Zeta-Potenzial | Kurzreferat nicht vorhanden |  | Liaison-Report TC 24 | Kolloidmesstechnik relevant für Nanotechnologie |  |  | 1
ISO 20803 | In Bearbeitung PWI 20803 | Determination of particle size distribution — SAXS method | ISO/TC 24/SC 4 | Projekt in Bearbeitung | Test-/Messmethoden | NOAA | Größenverteilung | Kurzreferat nicht vorhanden |  | Liaison-Report TC 24 | Partikelmesstechnik, auch für Nanopartikel |  |  | 1
ISO 20804 | In Bearbeitung PWI 20804 | Surface area from SAXS | ISO/TC 24/SC 4 | Projekt in Bearbeitung | Test-/Messmethoden | Nanopulver | Spezifische Oberfläche | Kurzreferat nicht vorhanden |  | Liaison-Report TC 24 | Partikelmesstechnik, auch für Nanopartikel |  |  | 1
ISO 20998-1 | ISO 20998-1:2006 | Measurement and characterization of particles by acoustic methods -- Part 1: Concepts and procedures in ultrasonic attenuation spectroscopy | ISO/TC 24/SC 4 | Veröffentlicht: 2006-08-00 | Test-/Messmethoden | NOAA | Größenverteilung | ISO 20998-1:2006 describes ultrasonic methods for determining the size distributions of one or more material phases dispersed in a liquid. Colloids, dispersions, slurries and emulsions are within the scope of ISO 20998-1:2006. The typical particle size for such analysis ranges from 10 nm to 3 mm, although particles outside this range have also been successfully measured. Measurements can be made for concentrations of the dispersed phase ranging from 0,1 % by volume up to 50 % or more by volume, depending on the density contrast between the continuous and the dispersed phases. These methods can be used to monitor dynamic changes in the size distribution, including agglomeration or flocculation in concentrated systems. | Foreword .........................................................................iv Introduction .....................................................................v 1 Scope .............................................................................1 2 Terms and definitions ....................................................1 3 Sampling and reference materials ...................................3 3.1 Sampling considerations ..............................................3 3.2 Reference materials ....................................................4 4 Methods ........................................................................4 4.1 Principles ...................................................................4 4.2 Apparatus ..................................................................5 4.3 Preparation ................................................................6 4.4 Measurement .............................................................8 4.5 Interpretation of measurement data ...........................9 5 Reporting of results .....................................................10 5.1 Reports for laboratory testing ..................................10 5.2 Results for in-process and control applications .........10 Annex A (informative) Techniques ................................11 Annex B (informative) Application examples ................17 Annex C (informative) Inversion of attenuation spectrum ........................................................................18 Bibliography ..................................................................20 Perinorm-Link: https://secure.beuth.de/cmd%3Bjsessionid=AQZIISI8RMOSBGPFPKT8P4YV.4?workflowname=infoInstantdownload&docname=9771398&contextid=beuth&servicerefname=beuth&ixos=toc | Standarddokument | Partikelmesstechnik, auch für Nanopartikel |  |  | 1 |  |  | 1
ISO 20998-2 | ISO 20998-2:2013 | Partikelgrößenbestimmung durch akustische Verfahren - Teil 2: Leitlinien für die lineare Theorie | ISO/TC 24/SC 4 | Veröffentlicht: 2013-08-00 | Test-/Messmethoden | NOAA | Größenverteilung | ISO 20998-2:2013 describes ultrasonic attenuation spectroscopy methods for determining the size distributions of a particulate phase dispersed in a liquid at dilute concentrations, where the ultrasonic attenuation spectrum is a linear function of the particle volume fraction. In this regime, particle?particle interactions are negligible. Colloids, dilute dispersions, and emulsions are within the scope of ISO 20998-2:2013. The typical particle size for such analysis ranges from 10 nm to 3 mm, although particles outside this range have also been successfully measured. For solid particles in suspension, size measurements can be made at concentrations typically ranging from 0,1 % volume fraction up to 5 % volume fraction, depending on the density contrast between the solid and liquid phases, the particle size, and the frequency range. For emulsions, measurements may be made at much higher concentrations. These ultrasonic methods can be used to monitor dynamic changes in the size distribution. | Foreword ....................................................................... iv Introduction .................................................................... v 1 Scope ........................................................................... 1 2 Normative references ................................................... 1 3 Termsanddefinitions ..................................................... 1 4 Symbols and abbreviated terms ..................................... 2 5 Mechanism of attenuation (dilute case) ........................ 4 5.1 Introduction .............................................................. 4 5.2 Excess attenuation coefficient ................................... 4 5.3 Specific attenuation mechanisms ............................... 5 5.4 Linear models ........................................................... 5 6 Determination of particle size ..................................... 7 6.1 Introduction ............................................................. 7 6.2 Inversion approaches used to determine PSD ........... 8 6.3 Limits of application ............................................... 9 7 Instrumentqualification ............................................... 9 7.1 Calibration ............................................................... 9 7.2 Precision .................................................................. 9 7.3 Accuracy ................................................................. 10 8 Reporting of results .................................................... 11 Annex A (informative) Viscoinertial loss model ............ 12 Annex B (informative) ECAH theory and limitations ... 13 Annex C (informative) Example of a semi-empirical model .............................................................................16 Annex D (informative)Iterativefitting ...........................19 Annex E (informative) Physical parameter values for selected materials ............................................................21 Annex F (informative) Practical example of PSD measurement ................................................................. 22 Bibliography ................................................................. 30 Perinorm-Link: https://secure.beuth.de/cmd%3Bjsessionid=AQZIISI8RMOSBGPFPKT8P4YV.4?workflowname=infoInstantdownload&docname=2062721&contextid=beuth&servicerefname=beuth&ixos=toc | Standarddokument | Partikelmesstechnik, auch für Nanopartikel |  |  | 1
ISO 21501-2 | ISO 21501-2:2007 | Bestimmung der Partikelgrößenverteilung. Partikelmessung durch Lichtstreuung an Einzelpartikeln. Flüssigkeits-Streulichtpartikelzähler | ISO/TC 24/SC 4 | Veröffentlicht: 2007-05 | Test-/Messmethoden | NOAA | Größenverteilung | ISO 21501-2:2007 describes a calibration and verification method for a light scattering liquid-borne particle counter (LSLPC), which is used to measure the size and particle number concentration of particles suspended in liquid. The light scattering method described in ISO 21501-2:2007 is based on single particle measurements. The typical size range of particles measured by this method is between 0,1 µm and 10 µm in particle size. Instruments that conform to ISO 21501-2:2007 are used for the evaluation of the cleanliness of pure water and chemicals, as well as the measurement of number and size distribution of particles in various liquids. The measured particle size using the LSLPC depends on the refractive index of particles and medium; therefore the measured particle size is equivalent to the calibration particles in pure water. The following are within the scope of ISO 21501-2:2007: size calibration; verification of size setting; counting efficiency; size resolution; false count rate; maximum particle number concentration; sampling flow rate; sampling time; sampling volume; calibration interval; test report. | Foreword ....................................................................... iv Introduction .................................................................... v 1 Scope ........................................................................... 1 2 Terms and deﬁnitions ................................................... 2 3 Requirements ................................................................ 2 3.1 Size calibration .......................................................... 2 3.2 Veriﬁcation of size setting ......................................... 2 3.3 Counting efficiency ................................................... 2 3.4 Size resolution .......................................................... 2 3.5 False count rate ........................................................ 3 3.6 Maximum particle number concentration ................. 3 3.7 Sampling ﬂow rate .....................................................3 3.8 Sampling time ....................................................... .. 3 3.9 Sampling volume ...................................................... 3 3.10 Calibration interval ................................................ 3 3.11 Test report ............................................................ 3 4 Test method ............................................................... 4 4.1 Size calibration ......................................................... 4 4.2 Veriﬁcation of size setting ........................................ 6 4.3 Counting efficiency .................................................. 6 4.4 Size resolution .......................................................... 6 4.5 False count rate ........................................................ 7 4.6 Maximum particle number concentration ................. 7 4.7 Sampling ﬂow rate .................................................... 7 4.8 Sampling time ........................................................... 8 4.9 Sampling volume ...................................................... 8 4.10 Calibration .............................................................. 8 Annex A (informative) Uncertainty of particle size calibration .................................................................... .. 9 Annex B (informative) Counting efﬁciency ................... 11 Annex C (informative) Size resolution ........................... 12 Annex D (informative) False count rate ........................ 13 Bibliography .................................................................. 15 | Standarddokument | Messtechnik für Partikel, im Größengrenzbereich von ca. 100 nm auch für Nanopartikel relevant |  |  | 1 |  |  | 1
ISO 13322-2 | ISO 13322-2:2006 | Particle size analysis -- Image analysis methods -- Part 2: Dynamic image analysis methods (Partikelgroessenanalyse. Bildanalyseverfahren Teil 2. Dynamische Bildanalyseverfahren) | ISO/TC 24/SC 4 | Veröffentlicht: 2006-11-30 | Test-/Messmethoden | NOAA | Partikelgröße und -verteilung | This part of ISO 13322 describes methods for controlling the position of moving particles in a liquid or gas and on a conveyor, as well as the image capture and image analysis of the particles. These methods are used to measure the particle sizes and their distributions, the particles being appropriately dispersed in the liquid or gas medium or on the conveyor. The practical limitations of the derived particle size are addressed when using this part of ISO 13322. | Foreword ...........................................................................iv Introduction .......................................................................v 1 Scope ..............................................................................1 2 Normative references ......................................................1 3 Terms, definitions and symbols .......................................1 3.1 Terms and definitions ...................................................1 3.2 Symbols ........................................................................2 4 Principle .........................................................................3 4.1 General .........................................................................3 4.2 Particle motion ............................................................4 4.3 Particle positioning ......................................................4 5 Operational procedures ...................................................5 5.1 General ........................................................................5 5.2 Still image resolution ....................................................5 5.3 Calibration and traceability ..........................................6 5.4 Size classes and magnification ......................................6 5.5 Particle edges ...............................................................6 5.6 Measurements ..............................................................7 6 Sample preparation ........................................................7 7 Sample and measurement variability ...............................7 Annex A (informative) Particle velocity and exposure time recommended .............................................................8 Annex B (informative) Maximum particle size recommended ...................................................................11 Annex C (informative) Typical examples of sample feed and image capture systems ........................................16 Bibliography ....................................................................24 | Standarddokument | Partikelmesstechnik, auch für Nanopartikel |  |  | 1
ISO 13099-2 | ISO 13099-2:2012 | Kolloidsysteme - Verfahren zur Bestimmung des Zeta-Potenzials - Teil 2: Optische Verfahren | ISO/TC 24/SC 4 | Veröffentlicht: 2012-06-00 | Test-/Messmethoden | Nanodispersionen | Zeta-Potenzial | This part of ISO 13099 specifies two methods of measurement of electrophoretic mobility of particles suspended in a liquid: video microscopy and electrophoretic light-scattering. Estimation of surface charge and determination of zeta-potential can be achieved from measured electrophoretic mobility using proper theoretical models, which are described in detail in ISO 13099-1. | Foreword ........................................................................ iv Introduction .................................................................... v 1 Scope ........................................................................... 1 2 Normative references ................................................... 1 3 Terms,definitionsandsymbols ....................................... 1 3.1 Termsanddefinitions ................................................. 1 3.2 Symbols .................................................................... 2 4 Principles .................................................................... 3 5 Microscopic methods .................................................. 4 6 Electrophoretic light-scattering (ELS) method ............ 5 6.1 General ..................................................................... 5 6.2 Cell design ................................................................ 5 6.3 Referencebeamopticalarrangement ........................... 6 6.4 Cross-beamopticalarrangement ................................ 6 6.5 Signal processing ...................................................... 7 6.6 Determinationofelectrophoreticmobility .................. 9 7 Calculation of zeta-potential ....................................... 9 8 Operational procedures ............................................... 10 8.1 Requirements ........................................................... 10 8.2 Verification ............................................................. 12 8.3 Sources of measurement error .................................. 13 8.4 Test report .............................................................. 15 Annex A (informative) Electroosmosis within capillary cells ................................................................ 16 Bibliography ................................................................. 19 Perinorm-Link: https://secure.beuth.de/cmd%3Bjsessionid=AQZIISI8RMOSBGPFPKT8P4YV.4?workflowname=infoInstantdownload&docname=1908317&contextid=beuth&servicerefname=beuth&ixos=toc | Standarddokument | Partikelmesstechnik, auch für Nanopartikel |  |  | 1
ISO 15901-1 | ISO 15901-1:2005 | Porengroessenverteilung und Porosimetrie von Stoffen. Bewertung mittels Quecksilberporosometrie und Gasadsorption. Quecksilberporosometrie | ISO/TC 24/SC 4 | Veröffentlicht: 2015-12-00 | NOAA | Poröse Nanomaterialien | Porengroessenverteilung und Porosität | SO 15901-1:2005 describes a method for the evaluation of the pore size distribution and the specific surface in pores of solids by mercury porosimetry according to the method of Ritter and Drake. ISO 15901-1:2005 describes a comparative test, usually destructive due to mercury contamination, in which the volume of mercury penetrating a pore or void is determined as a function of an applied hydrostatic pressure, which can be related to a pore diameter. Practical considerations presently limit the maximum applied absolute pressure to about 400 MPa (60 000 psia) corresponding to a minimum equivalent pore diameter of approximately 0,003 m. The maximum diameter is limited for samples having a significant depth due to the difference in hydrostatic head of mercury from the top to the bottom of the sample. For the most purposes, this limit can be regarded as 400 m. ISO 15901-1:2005 applies to inter-particle and intra-particle porosity but cannot distinguish between these porosities where they co-exist. ISO 15901-1:2005 is suitable for the study of most non-wettable, by mercury, porous materials. Samples that amalgamate with mercury, such as certain metals, e.g. gold, aluminium, reduced copper, reduced nickel and silver, can be unsuitable for this technique or can require a preliminary passivation. | Foreword ..........................................................................iv Introduction........................................................................v 1 Scope ............................................................................. 1 2 Normative references ......................................................1 3 Terms and definitions. .....................................................1 4 Symbols and abbreviated terms........................................ 4 5 Principles........................................................................ 5 6 Apparatus and material ....................................................6 6.1 Sample holder............................................................... 6 6.2 Porosimeter................................................................. 7 6.3 Mercury ....................................................................... 7 7 Procedures for calibration and performance .................... 7 7.1 General..........................................................................7 7.2 Pressure signal calibration ............................................ 7 7.3 Volume signal calibration ............................................. 7 7.4 Vacuum transducer calibration ..................................... 7 7.5 Veriﬁcation of porosimeter performance ..................... 8 8 Procedures ...................................................................... 8 8.1 Sampling....................................................................... 8 8.1.1 Obtaining a test sample.............................................. 8 8.1.2 Quantity of sample.....................................................8 8.2 Method ........................................................................ 9 8.2.1 Sample pretreatment................................................. 9 8.2.2 Filling of the sample holder and evacuation............... 9 8.2.3 Filling the sample holder with mercury ..................... 9 8.2.4 Measurement...........................................................10 8.2.5 Completion of test.................................................. 10 8.2.6 Blank and sample compression correction ...............10 9 Evaluation .....................................................................11 9.1 Determination of the pore size distribution................. 11 9.2 Determination of the speciﬁc pore volume. ................11 9.3 Determination of the speciﬁc surface area ................. 12 9.4- Determination of the Bulk and Skeleton Densities......12 9.5 Determination of the Porosity ................................... 13 10 Reporting.................................................................... 13 Annex A [informative] Mercury porosimetry analysis results .............................................................................. 14 Annex B [informative] Recommendations for the safe handling of mercury........................ .............................. ...17 Bibliography..................................................................... 19 | Standarddokument | Messtechnik für poröse Feststoffe auch Nanomaterialien |  |  | 1
ISO 15901-2 | ISO 15901-2:2006 | Porengrößenverteilung und Porosimetrie von Stoffen. Bewertung mittels Quecksilberporosometrie und Gasadsorption. Meso- und Makroporenanalyse mittels Gasadsorption | ISO/TC 24/SC 4 | Veröffentlicht: 2006-12-00 | Test-/Messmethoden | Poröse Nanomaterialien | Porengroessenverteilung und Porosität | ISO 15901-2:2006 describes a method for the evaluation of porosity and pore size distribution by gas adsorption. It is a comparative, rather than an absolute test. The method is limited to the determination of the quantity of a gas adsorbed per unit mass of sample at a controlled, constant temperature. ISO 15901-2:2006 does not specify the use of a particular adsorptive gas, however nitrogen is the adsorptive gas most commonly used in such methods. Similarly, the temperature of liquid nitrogen is the analysis temperature most commonly used. Use is sometimes made of other adsorptive gases, including argon, carbon dioxide and krypton, and other analysis temperatures, including those of liquid argon and solid carbon dioxide. In the case of nitrogen adsorption at liquid nitrogen temperature, the basis of this method is to measure the quantity of nitrogen adsorbed at 77 K as a function of its relative pressure. Traditionally, nitrogen adsorption is most appropriate for pores in the approximate range of widths 0,4 nm to 50 nm. Improvements in temperature control and pressure measurement now allow larger pore widths to be evaluated. ISO 15901-2:2006 describes the calculation of mesopore size distribution between 2 nm and 50 nm, and of macropore distribution up to 100 nm. The method described in ISO 15901-2:2006 is suitable for a wide range of porous materials, even though the pore structure of certain materials is sometimes modified by pretreatment or cooling. | Foreword ...........................................................................iv Introduction .......................................................................v 1 Scope .............................................................................. 1 2 Normative references ......................................................1 3 Terms and deﬁnitions ......................................................2 4 Symbols ..........................................................................4 5 Principles ........................................................................5 5.1 General principles .........................................................5 5.2 Choice of method ........................................................6 6 Verification of apparatus performance ............................7 7 Calibration ......................................................................7 8 Sample preparation ..........................................................7 9 Static volumetric method ............................................... 8 9.1 Principle ......................................................................8 9.2 Apparatus and materials .............................................. 8 9.3 Typical test procedure ................................................ 9 9.4 Calculations ................................................................11 10 Flow volumetric method ..............................................13 10.1 Principle ...................................................................13 10.2 Apparatus and materials ............................................14 10.3 Typical test procedure ..............................................14 10.4 Calculations ..............................................................14 11 Carrier gas method .......................................................14 11.1 Principle ...................................................................14 11.2 Apparatus and materials ........................................... 15 11.3 Typical test procedure ..............................................15 11.4 Calculations ..............................................................15 12 Gravimetric method .....................................................16 12.1 Principle ...................................................................16 12.2 Apparatus and materials ............................................16 12.3 Typical test procedure ..............................................16 12.4 Calculations ..............................................................16 13 Types of isotherms ......................................................17 13.1 General .....................................................................17 13.2 Types of hysteresis loops .........................................19 14 Calculation of pore size distribution .............................20 14.1 The use of reference isotherms .................................20 14.2 Micropores ...............................................................21 14.3 Mesopores and macropores ...................................... 21 14.4 Representation of Pore Size Distribution ...................23 15 Reporting of results ......................................................25 Annex A (informative) Example of calculation of mesopore se distribution .................................................. 26 Bibliography .....................................................................30 | Standarddokument | Messtechnik für poröse Feststoffe auch Nanomaterialien |  |  | 1
ISO 21501-1 | ISO 21501-1:2009 | Bestimmung der Partikelgrößenverteilung. Optische Einzelpartikelmethoden. Streulicht-Aerosolspektrometer | ISO/TC 24/SC 4 | Veröffentlicht: 2009-06-30 | Test-/Messmethoden | Nanoaerosole | Partikel-Größenverteilung | ISO 21501-1:2009 specifies characteristics of a light scattering aerosol spectrometer (LSAS) which is used for measuring the size, number concentration and number/size distribution of particles suspended in a gas. The light scattering technique described in this document is based upon single particle measurements. The size range of particles measured by this method is between approximately 0,06 µm to 45 µm in diameter. Instruments that conform to ISO 21501-1:2009 are used for the determination of the particle size distribution and particle number concentration at relatively high concentrations of up to 1011 particles/m3. Application fields include: characterization of metered dose inhalers (MDI), dry powder inhalers (DPI) and nebulizers in pharmacy; production control of active agents; cut-off determination: impactors, cyclones and impingers; atmospheric aerosols: bio-aerosols, stables/composting facilities, nebulized droplets, measurements in street tunnels; fractional separation efficiency determination of filters. For the above-mentioned applications, aerosol spectrometers should determine the particle size distribution, particle number concentration, size resolution and sizing accuracy as accurately as possible. These aerosol spectrometers are not suitable for the classification of clean rooms. | Foreword ....................................................................... iv Introduction ................................................................... v 1 Scope ........................................................................... 1 2 Terms and definitions .................................................. 1 3 Requirements ................................................................3 3.1 Size range .................................................................. 3 3.2 Counting efﬁciency ................................................... 3 3.2.1 General .................................................................. 3 3.2.2 Lower size limit ..................................................... 4 3.2.3 Upper size limit...................................................... 4 3.3 Size resolution ........................................................... 4 3.4 Sizing accuracy .......................................................... 5 3.5 Sampling flow rate .................................................... 5 3.6 Effective detection ﬂow rate .................................... 5 3.7 Maximum particle number concentration ................. 5 4 Test method ................................................................ 5 4.1 Size calibration ......................................................... 5 4.2 Effective detection flow rate .................................... 6 4.3 Maximum particle number concentration ................. 7 4.4 Size resolution .......................................................... 8 4.5 Counting efficiency ................................................... 9 Annex A (informative) Principle of the instruments .... 11 Annex B (informative) Particle size standards .............. 18 Annex C (informative) Effects of the LSAS parameters on the particle size and particle number concentration determination ......................................... 21 Annex D (informative) Representative sampling .......... 22 Annex E (informative) Example of an LSAS calibration with DEMS-classified PSL particles .............. 24 Bibliography .................................................................. 26 | Standarddokument | Partikelmesstechnik, auch für Nanopartikel |  |  | 1 | [10 empty] | Ergänzung nach oben für das SMPS-System mit ISO 15900 und ISO 27891 mit dem Messbereich 0,1…30 µm. Für Immissionskonzentrationen.
ISO 21501-3 | ISO 21501-3:2007 | Bestimmung der Partikelgrößenverteilung. Partikelmessung durch Lichtstreuung an Einzelpartikeln. Flüssigkeits-Extinktionspartikelzähler | ISO/TC 24/SC 4 | Veröffentlicht: 2007-05 | Test-/Messmethoden | Nanodispersionen | Partikel-Größenverteilung | ISO 21501-3:2007 describes a calibration and verification method for a light extinction liquid-borne particle counter (LELPC), which is used to measure the size and particle number concentration of particles suspended in liquid. The light extinction method described in ISO 21501-3:2007 is based on single particle measurements. The typical size range of particles measured by this method is between 1 µm and 100 µm in particle size. Instruments that conform to ISO 21501-3:2007 are used for the evaluation of the cleanliness of pharmaceutical products (e.g. injections, water for injections, infusions), as well as the measurement of number and size distribution of particles in various liquids. The following are within the scope of ISO 21501-3:2007: size calibration; verification of size setting; counting efficiency; size resolution; maximum particle number concentration; sampling flow rate; sampling time; sampling volume; calibration interval; test report. | Foreword ....................................................................... iv Introduction .................................................................... v 1 Scope ........................................................................... 1 2 Terms and definitions ...................................................2 3 Requirements ............................................................... 2 3.1 Size calibration ......................................................... 2 3.2 Verification of size setting ........................................ 2 3.3 Counting efficiency ...................................................2 3.4 Size resolution .......................................................... 2 3.5 Maximum particle number concentration .................. 3 3.6 Sampling ﬂow rate .................................................... 3 3.7 Sampling time .......................................................... 3 3.8 Sampling volume ...................................................... 3 3.9 Calibration interval ................................................... 3 3.10 Test report .......................................................... .. 3 4 Test method ............................................................... 4 4.1 Size calibration ..........................................................4 4.2 Veriﬁcation of size setting ........................................ 6 4.3 Counting efficiency .................................................. 6 4.4 Size resolution .......................................................... 6 4.5 Maximum particle number concentration ................. 7 4.6 Sampling flow rate ................................................... 8 4.7 Sampling time .......................................................... 8 4.8 Sampling volume ..................................................... 8 4.9 Calibration ............................................................... 8 Annex A (informative) Uncertainty of particle size calibration ....................................................................... 9 Annex B (informative) Size resolution ...........................11 Bibliography ................................................................. 12 | Standarddokument | Messtechnik für Partikel, im Größengrenzbereich von ca. 100 nm auch für Nanopartikel relevant |  |  | 1 |  |  | 1
ISO 21501-4 | ISO 21501-4:2007 | Determination of particle size distribution -- Single particle light interaction methods -- Part 4: Light scattering airborne particle counter for clean spaces | ISO/TC 24/SC 4 | Veröffentlicht: 2007-05-15 wird überarbeitet | Test-/Messmethoden | Nanoeaerosole | Partikel-Größenverteilung | ISO 21501-4:2007 describes a calibration and verification method for a light scattering airborne particle counter (LSAPC), which is used to measure the size and particle number concentration of particles suspended in air. The light scattering method described in ISO 21501-4:2007 is based on single particle measurements. The typical size range of particles measured by this method is between 0,1 µm and 10 µm in particle size. Instruments that conform to ISO 21501-4:2007 are used for the classification of air cleanliness in cleanrooms and associated controlled environments in accordance with ISO 14644-1, as well as the measurement of number and size distribution of particles in various environments. |  | Standarddokument | Messtechnik für Partikel, im Größengrenzbereich von ca. 100 nm auch für Nanopartikel relevant |  |  | 1
ISO 22412 | ISO 22412:2008 | Partikelgrößenanalyse. Dynamische Lichtstreuung | ISO/TC 24/SC 4 | Veröffentlicht: 2015-11-00 | Test-/Messmethoden | Nanodispersionen | Partikel-Größenverteilung | ISO 22412:2008 specifies a method for the application of dynamic light scattering (DLS) to the estimation of an average particle size and the measurement of the broadness of the size distribution of mainly submicrometre-sized particles or droplets dispersed in liquids. ISO 22412:2008 is applicable to the measurement of a broad range of dilute and concentrated suspensions. The principle of DLS is the same as for a dilute dispersion. However, specific requirements for the instrument set-up and specification of test sample preparation, as well as some advice on the correct interpretation of the results of measurements for concentrated dispersions, are required. | Foreword.............................................................................i Introduction.......................................................................iv 1 Scope...............................................................................1 2 Normative references.......................................................1 3 Terms and deﬁnitions.......................................................1 4 Symbols, abbreviated terms and units................................3 5 Principle...........................................................................4 6 Apparatus.........................................................................5 7 Test sample preparation...................................................7 7.1 Concentration limits.....................................................8 7.2 Checks for concentration suitability..............................8 8 Measurement procedure....................................................9 9 Evaluation of results.......................................................11 9.1 General........................................................................11 9.2 Correlation analysis.....................................................11 9.3 Frequency analysis.......................................................13 10 System qualiﬁcation and quality control........................13 10.1 System qualiﬁcation...................................................13 10.2 Quality control of measurement results......................14 10.3 Method precision and measurement uncertainty........14 11 Test report.................................................................. 15 Annex A (informative) Theoretical background................18 Annex B (informative) Guidance on potential measurement artefacts and on ways to minimise their inﬂuence............................................................................27 Annex C (Informative) On-line measurements..................31 Annex D (Informative) Recommendations for sample preparation oaaquawnnna-Eg.............................................32 | Standarddokument | Partikelmesstechnik, auch für Nanopartikel |  |  | 1 |  |  | 1
ISO 27891 | ISO 27891:2015 DIN EN ISO 4618:2015-01 | "Partikelanzahlkonzentration - Kalibrierung von Kondensationspartikelzählern" | ISO/TC 24/SC 4 | Veröffentlicht: 2015-03-00 | Test-/Messmethoden | NOAA | Partikelanzahlkonzentration | ISO 27891:2015 describes methods to determine the detection efficiency of condensation particle counters (CPCs) at particle number concentrations ranging between 1 cm-3 and 105 cm-3, together with the associated measurement uncertainty. In general, the detection efficiency will depend on the particle number concentration, the particle size, and the particle composition. The particle sizes covered by the methods described in this International Standard range from approximately 5 nm to 1000 nm. The methods can therefore be used both to determine a CPC calibration factor to be applied across the range of larger particle sizes where the detection efficiency is relatively constant (the plateau efficiency), and to characterize the drop in CPC detection efficiency at small particle sizes, near the lower detection limit. These parameters are described in more detail in Annex A. The methods are suitable for CPCs whose inlet flows are between approximately 0,1 l/min and 5 l/min. This International Standard describes a method for estimating the uncertainty of a CPC calibration performed according to this International Standard. | Foreword.........................................................................-v Introduction ...................................................................vi 1 Scope ............................................................................1 2 Normative references... ................................................ 1 3 Terms and definitions... ................................................ 1 4 Symbols ....................................................................... 5 5 Calibration using reference instruments — General principles ........................................................................ 8 5.1 General principles ..................................................... 8 5.2 Objectives for the calibration aerosol ........................ 9 5.3 Setup overview .......................................................... 9 5.4 Components and their requirements ..........................10 5.4.1 Primary aerosol source ......................................... 10 5.4.2 Charge conditioner .. .............................................11 5.4.3 DEMC .................................................................. 11 5.4.4 Make-up or bleed air .............................................11 5.4.5 Mixing device, ﬂow splitter and connection tubing ............................................................................ 12 5.4.6 Reference instrument: FCAE or CPC .. .................12 5.4.7 Other tools .......................................................... 14 5.5 Differences between FCAE and CPC as a reference instrument .................................................................... 14 6 Calibration using an l-‘CAE as reference instrument......15 6.1 Overview of the setup and calibration procedure .......15 6.2 Preparation ..............................................................18 6.2.1 General preparation .............................................. 18 6.2.2 Primary aerosol .. ..................................................18 6.2.3 Other equipment. ................................................. 18 6.2.4 DEM C ..................................................................18 6.2 .5 FCAE- ..................................................................19 6.2.6 Test CPC ............................................................. 20 6.2.7 Check of the complete setup .................................21 6.3 Calibration procedure of detection efﬁciency ...........23 6.3.1 General .................................................................23 6.3.2 DEMC diameter adjustment ................................. 23 6.3.3 Primary aerosol adjustment .................................. 23 6.3.4 Splitter bias [3 measurement ................................ 24 6.3.5 Test CPC efﬁciency measurement ........................ 24 6.3.6 Measurement of different particle concentrations.. 26 6.3.7 Measurement of different sizes ..............................26 6.3.8 Repetition of ﬁrst measurement point... ................26 6.3.9 Preparation of the calibration certiﬁcate .............. 26 6.4 Measurement uncertainty .........................................26 6.4.1 General... .......................................................... ....26 6.4.2 Particle size .......................................................... 27 6.4.3 Detection eﬁiciency ..............................................27 6.4.4 Particle number concentration ............................. 28 7 Calibration using a CPC as reference instrument ..........28 7.1 Overview of the setup and calibration procedure .......28 7.2 Preparation ..............................................................31 7.2.1 General preparation ...............................................31 7.2.2 Primary aerosol .................................................... 31 7.2.3 Other equipment. ................................................. 31 7.2.4 DEMC ...................................................................31 7.2.5 Reference CPC. .....................................................32 7.2.6 Test CPC ..............................................................33 7.2.7 Check of the complete setup .................................33 7.3 Calibration procedure of detection efﬁciency ............35 7.3.1 General ..................................................................35 7.3.2 DEMC diameter adjustment ...................................35 7.3.3 Primary aerosol adjustment ...................................36 7.3.4 Splitter bias 5 measurement .................................. 36 7.3.5 Test CPC efficiency measurement .........................37 7.3.6 Measurement of different particle concentrations...38 7.3.7 Measurement of different sizes ..............................38 7.3.8 Repetition of ﬁrst measurement point ...................38 7.3.9 Preparation of the calibration certificate ...............38 7.4 Measurement uncertainty .........................................38 7.4.1 General ..................................................................38 7.4.2 Particle size ...........................................................39 7.4.3 Detection efficiency ..............................................39 7.4.4 Particle number concentration ............................. 40 8 Reporting of results .....................................................40 Annex | Standarddokument | Partikelmesstechnik, auch für Nanopartikel |  |  | 1 |  |  | 1 | [7 empty] | Zusammen mit ISO 15900 wichtigster Standard für Aerosolmessung im Nanometerbereich, da optische Methoden besonders kleiner 100 nm nicht mehr ausreichen. Bestandteil des SMPS-Systems für Konzentrationen bis 50 000 pro Kubikzentimeter im Bereich 5 bis 1000 nm. Da kein Konzentrations-Referenzmaterial für Aerosole existiert wird hier eine Vergleichsmethode zu einer anderen Konzentrationsmessmethode beschrieben für Validierungszwecke.
ISO 20998-3 | In Bearbeitung ISO/CD 20998-3 | Measurement and characterization of particles by acoustic methods - Part 3: Guidelines for non-linear theory | ISO/TC 24/SC 4 DIN NA 005-11-42 AA | ist nicht erschinen/lieferbar | Test-/Messmethoden | NOAA | Partikelanzahlkonzentration | Kurzreferat nicht vorhanden |  | Liaison-Report TC 24 | Partikelmesstechnik, auch für Nanopartikel |  |  | 1
ISO 9277 | ISO 9277:2010 DIN ISO 9277:2014-01 | Bestimmung der spezifischen Oberfläche von Festkörpern mittels Gasadsorption - BET-Verfahren (ISO 9277:2010) | ISO/TC 24/SC 4 NA 005-11-43 AA "Partikelmesstechnik; Porositäts- und Oberflächenmessverfahren | Veröffentlicht: 2014-01-00 | Test-/Messmethoden | Nanofeststoffe | Spezifische Oberfläche | ISO 9277:2010 specifies the determination of the overall specific external and internal surface area of disperse (e.g. nano-powders) or porous solids by measuring the amount of physically adsorbed gas according to the Brunauer, Emmett and Teller (BET) method. It takes account of the International Union for Pure and Applied Chemistry (IUPAC) recommendations of 1984 and 1994. The BET method is applicable only to adsorption isotherms of type II (disperse, nonporous or macroporous solids) and type IV (mesoporous solids, pore diameter between 2 nm and 50 nm). Inaccessible pores are not detected. The BET method cannot reliably be applied to solids which absorb the measuring gas. A strategy for specific surface area determination of microporous materials (type I isotherms) is described in an annex. | Nationales Vorwort ......................................................... 3 Nationaler Anhang NA (informativ) Erläuterungen ......... 4 1 Anwendungsbereich ...................................................... 5 2 Normative Verweisungen .............................................. 5 3 Begriffe ........................................................................ 6 4 Symbole und Abkürzungen ............................................ 8 5 Messprinzip .................................................................. 9 6 Durchführung ............................................................. 10 6.1 Probenvorbereitung ................................................. 10 6.2 Messbedingungen ..................................................... 13 6.3 Messverfahren zur Ermittlung der adsorbierten Gasmenge ...................................................................... 14 6.3.1 Statisch-volumetrisches Verfahren ........................ 14 6.3.2 Dynamisch-volumetrisches Verfahren ................... 14 6.3.3 Gravimetrisches Verfahren .................................... 15 6.3.4 Trägergasverfahren ............................................... 17 7 Auswertung der Adsorptionsdaten ............................... 18 7.1 Allgemeines ............................................................. 18 7.2 Mehrpunktbestimmung ............................................ 18 7.3 Einpunktbestimmung ............................................... 20 8 Analysenbericht .......................................................... 21 9 Einsatz von Referenzmaterialien ................................ 21 Anhang A (informativ) Molekulare Flächenbedarfs- werte von häufig verwendeten Adsorptiven .....................22 Anhang B (informativ) Zertifizierte Referenzmaterialien für das BET-Verfahren ................................................... 23 Anhang C (informativ) Spezifische Oberfläche von mikroporösen Materialien ............................................. 25 Literaturhinweise ........................................................... 29 Perinorm-Link: https://secure.beuth.de/cmd%3Bjsessionid=AQZIISI8RMOSBGPFPKT8P4YV.4?workflowname=infoInstantdownload&docname=2066286&contextid=beuth&servicerefname=beuth&ixos=toc | Standarddokument | Messtechnik für poröse Feststoffe auch Nanomaterialien |  |  | 1
ISO 13097 | ISO/TR 13097 TR | Guidelines for characterization of dispersion stability (Leitlinien für die Charakterisierung der Dispersionsstabilität) | ISO/TC 24/SC 4/SC 4 | Veröffentlicht 2013-06 | Test-/Messmethoden | Nanodispersionen | Dispersionsstabilität | The BET method is applicable only to adsorption isotherms of type II (disperse, nonporous or macroporous solids) and type IV (mesoporous solids, pore diameter between 2 nm and 50 nm). Inaccessible pores are not detected. The BET method cannot reliably be applied to solids which absorb the measuring gas. | Introduction ................................................................... v 1 Scope ........................................................................... 1 2 Termsanddefinitions .................................................... 1 3 Basics of stability ......................................................... 3 3.1 Stability -- Summary ................................................. 3 3.2 Characteristic features with regard to dispersion stability ........................................................................... 4 3.3 Alteration of the state of a dispersion ....................... 4 4 Characterizing the change of the state of a dispersion .. 6 4.1 General comments .................................................... 6 4.2 Direct methods ......................................................... 7 4.3 Correlative methods .................................................. 8 4.4 Procedures to accelerate the evaluation of long-term stability .......................................................... 8 5 Prediction of the shelf life of a dispersion .................. 10 5.1 General comments .................................................. 10 5.2 Comparative analysis .............................................. 10 5.3 Predictive analysis .................................................. 10 Annex A (informative) A compilation of relevant international and national standards .............................. 12 Perinorm-Link: https://secure.beuth.de/cmd%3Bjsessionid=JKW1BYAVFZX7RU3WSX0VC6MV.2?workflowname=infoInstantdownload&docname=2044880&contextid=beuth&servicerefname=beuth&ixos=toc | Standarddokument | Messtechnik auf für Nanodispersionen |  |  | 1
ISO 13099-2 | ISO 13099-2:2012 | Colloidal systems - Methods for zeta-potential determination - Part 2 "Optical methods" | ISO/TC 24/SC 4/SC 4 | Veröffentlicht: 2012-06-00 | Test-/Messmethoden | Nanodispersionen | Zeta-Potenzial | This part of ISO 13099 specifies two methods of measurement of electrophoretic mobility of particles suspended in a liquid: video microscopy and electrophoretic light-scattering. Estimation of surface charge and determination of zeta-potential can be achieved from measured electrophoretic mobility using proper theoretical models, which are described in detail in ISO 13099-1. | Foreword ..........................................................................iv Introduction ..................................................................... v 1 Scope ..............................................................................1 2 Normative references ......................................................1 3 Terms,definitionsandsymbols ......................................... 1 3.1 Termsanddefinitions ....................................................1 3.2 Symbols .......................................................................2 4 Principles ...................................................................... 3 5 Microscopic methods ..................................................... 4 6 Electrophoretic light-scattering (ELS) method ...............5 6.1 General ........................................................................5 6.2 Cell design ...................................................................5 6.3 Referencebeamopticalarrangement ............................. 6 6.4 Cross-beamopticalarrangement ....................................6 6.5 Signal processing ..........................................................7 6.6 Determinationofelectrophoreticmobility .....................9 7 Calculation of zeta-potential ...........................................9 8 Operational procedures ..................................................10 8.1 Requirements ..............................................................10 8.2 Verification ................................................................12 8.3 Sources of measurement error .....................................13 8.4 Test report .................................................................15 Annex A (informative) Electroosmosis within capillary cells ...................................................................16 Bibliography .....................................................................19 | Standarddokument | Kolloidmesstechnik relevant für Nanotechnologie |  |  | 1
ISO 13322-1 | ISO 13322-1:2014 | Particle size analysis -image analysis methods -- Part 1: Static image analysis methods (Partikelgroessenanalyse. Bildanalyseverfahren Teil 1 Statisches Bildanalyseverfahren) | ISO/TC 24/SC 4/SC 4 | Veröffentlicht: (2014-05-12) | Test-/Messmethoden | NOAA | Größenverteilung | ISO 13322-1:2014 is applicable to the analysis of images for the purpose of determining particle size distributions where the velocity of the particles against the axis of the optical system of the imaging device is zero. The particles are appropriately dispersed and fixed in the object plane of the instrument. The field of view may sample the object plane dynamically either by moving the sample support or the camera provided this can be accomplished without any motion effects on the image. Captured images can be analysed subsequently. | Foreword ...........................................................................iv Introduction .......................................................................v 1 Scope ............................................................................. 1 2 Normative references .. .................................................. 1 3 Terms and deﬁnitions and list of symbols ....................... 1 3.1 Terms and definitions ................................................. 1 3.2 Symbols ...................................................................... 4 4 Preparation for image capture ........................................ 5 4.1 Introduction ................................................................ 5 4.2 Procedures ................................................................... 5 5 Sample preparation demands for method description ...... 6 5.1 Sample splitting and reduction ..................................... 6 5.2 Touching particles ...................................................... 6 5.3 Particle distribution. .................................................... 6 5.4 Number of particles to be counted ................................6 5.5 Particle suspending ﬂuid... .............................................7 6 Quality of captured images... ........................................... 7 6.1 General... ..................................................................... 7 6.2 Pixels per particle ....................................................... 7 7 Image analysis ................................................................ 8 7.1 General... ..................................................................... 8 7.2 Size classes and magnification .. ................................... 8 8 Counting procedure ........................................................ 9 8.1 General... .................................................................... 9 8.2 Particle image edges .................................................... 9 8.3 Particles cut by the edge of the measurement frame .. 10 8.4 Touching particles ......................................................11 8.5 Measurements ............................................................ 12 9 Calculation of the particle size results. ...........................12 10 Calibration and traceability ..........................................12 10.1 General... ................................................................. 12 10.2 Recommendations and requirements .........................13 11 Accuracy... ..................................................................14 11.1 General... ................................................................. 14 11.2 Reference materials ..................................................14 11.3 Instrument preparation ............................................14 11.4 Qualiﬁcation test ......................................................15 11.5 Qualiﬁcation acceptance... .......................................15 12 Test report. ................................................................15 Annex A [informative] Estimation of the number of particles to be counted for a given accuracy.......................17 Annex B (informative) Common segmentation methods for particle edge detection. ............................ ....22 Annex C (informative) Flow chart showing a typical image analysis method. .......................... ..........................23 Bibliography... ..................................................................24 | Standarddokument | Partikelmesstechnik, auch für Nanopartikel |  |  | 1
ISO 19430 | In Bearbeitung ISO/DIS 19430 | Particle size analysis -- Particle tracking analysis (PTA) method | ISO/TC 24/SC 4/SC 4 | In Bearbeitung: ISO stage code: 40.00 (2015-12-21) | Test-/Messmethoden | NOAA | Größenverteilung | Kurzreferat nicht vorhanden |  | Liaison-Report TC 24 | Partikelmesstechnik, auch für Nanopartikel |  |  | 1 |  |  | 1
ISO 9276-1 | (ISO 9276-1:1998) | "Darstellung der Ergebnisse von Partikelgrößenanalysen - Teil 1: Grafische Darstellung" | ISO/TC 24/SC 4/SC 4 | Veröffentlicht: (2004-09-00) | sonstige | NOAA | Größenverteilung | Diese Norm beschreibt Regeln für die grafische Darstellung von Daten von Partikelgrößenanalysen in Histogrammen, Verteilungsdichten und Verteilungssummen. Sie führt auch eine Standardnomenklatur ein, nach der diese Verteilungen aus Messdaten ermittelt werden können. Ferner gilt die Norm für die grafische Darstellung der Verteilungen von festen Partikeln, Tropfen oder Gasblasen und gilt für alle Größenbereiche. | Nationales Vorwort…………………....…......................……2 Vorwort...……………………………………...........................4 1 Anwendungsbereich………….….……......................…..5 2 Normative Verweisungen………….….......................….5 3 Symbole………………………………….......................….5 3.1 Allgemeines…………………....……...........…......….......5 3.2 Erklärung der Symbole................................................5 4 Partikelgröße, Mengenmaß und Mengenart……..........6 4.1 Allgemein……………………........................................6 4.2 Partikelgröße x...........................................................6 4.3 Mengenmaß und Mengenart........................................7 5. Graphische Darstellung...............................................8 5.1 Histogramm ..............................................................8 5.2 Verteilungssumme.......................................................9 5.3 Verteilungsdichte.......................................................10 6 Graphische Darstellung der Verteilungssumme und der Verteilungsdichte mit einer logarithmischen Abszisse...........................................10 6.1 Verteilungssumme mit einer logarithmischen Abszisse.....................................................................10 6.2 Verteilungsdichte mit einer logarithmischen Abszisse.....................................................................11 Anhang A (informativ) Beispiel einer graphischen Darstellung der Ergebnisse einer Partikelgrößenanalyse...12 Bilder und Tabellen...... | Standarddokument | Partikelmesstechnik, auch für Nanopartikel |  |  | 1
ISO 9276-2 | ISO 9276-2:2014 DIN ISO 9276-2 | "Darstellung der Ergebnisse von Partikelgrößenanalysen - Teil 2: Berechnung von mittleren Partikelgrößen/-durchmessern und Momenten aus Partikelgrößenverteilungen " | ISO/TC 24/SC 4/SC 4 | Veröffentlicht: (2006-02-00) | sonstige | NOAA | Partikel-Größenverteilung | Hauptgegenstand dieser Norm ist die Bereitstellung der relevanten Gleichungen zur Berechnung von mittleren Partikelgrößen oder mittleren Partikeldurchmessern aus gegebenen Partikelgrößenverteilungen. In diesem Teil wird davon ausgegangen, dass die Größe x eines Partikels beliebiger Form auch durch den Durchmesser einer äquivalenten Kugel dargestellt werden kann, z. B. einer Kugel des gleichen Volumens. | Foreword ....................................................................... iv Introduction ................................................................... v 1 Scope ........................................................................... 1 2 Normative references ................................................... 1 3 Symbols and abbreviated terms ..................................... 2 4 Adjustment of an experimental curve to a reference model .............................................................................. 3 4.1 General ...................................................................... 3 4.2 Quasilinear regression method .................................... 3 4.3 Non-linear regression method .................................... 3 5 Goodness of fit, standard deviation of residuals and exploratory data analysis ................................................. 6 6 Conclusions .................................................................. 7 Annex A (informative) Inﬂuence of the model on the regression goodness of ﬁt ................................................. 9 Annex B (informative) Inﬂuence of the type of distribution quantity on the regression result .................. 11 Annex C (informative) Examples for non-linear regression ...................................................................... 15 Annex D (informative) xZ-Test of number distributions of known sample size ................................. 17 Annex E (informative) Weighted quasilinear regression...20 Bibliography .................................................................. 23 | Standarddokument | Verfahren für Partikelmesstechnik, auch für Nanopartikel |  |  | 1
ISO 9276-3 | ISO 9276-3:2008 | "Darstellung der Ergebnisse von Partikelgrößenanalysen. Angleichung einer Versuchskurve an ein Referenzmodell" | ISO/TC 24/SC 4/SC 4 | Veröffentlicht: (2008-07-31) | Test-/Messmethoden | NOAA | Partikel-Größenverteilung | ISO 9276-3:2008 specifies methods for the adjustment of an experimental curve to a reference model with respect to a statistical background. Furthermore, the evaluation of the residual deviations, after the adjustment, is also specified. The reference model can also serve as a target size distribution for maintaining product quality. ISO 9276-3:2008 specifies procedures that are applicable to the following reference models: a) normal distribution (Laplace-Gauss): powders obtained by precipitation, condensation or natural products (pollens); b) log-normal distribution (Galton MacAlister): powders obtained by grinding or crushing; c) Gates-Gaudin-Schuhmann distribution (bilogarithmic): analysis of the extreme values of the fine particle distributions; d) Rosin-Rammler distribution: analysis of the extreme values of the coarse particle distributions; e) any other model or combination of models, if a non-linear fit method is used. ISO 9276-3:2008 can substantially support product quality assurance or process optimization related to particle size distribution analysis. | Foreword ...........................................................................iv Introduction .......................................................................v 1 Scope ..............................................................................1 2 Normative references ......................................................1 3 Symbols and abbreviated terms ........................................2 4 Adjustment of an experimental curve to a reference model .................................................................................3 4.1 General .........................................................................3 4.2 Quasilinear regression method ......................................3 4.3 Non-linear regression method .......................................3 5 Goodness of fit, standard deviation of residuals and exploratory data analysis ....................................................6 6 Conclusions .....................................................................7 Annex A (informative) Influence of the model on the regression goodness of fit .............................................9 Annex B (informative) Influence of the type of distribution quantity on the regression result .....................11 Annex C (informative) Examples for non-linear regression .........................................................................15 Annex D (informative) 2-Test of number distributions of known sample size .......................................................17 Annex E (informative) Weighted quasilinear regression ....20 Bibliography .....................................................................23 | Standarddokument | Verfahren für Partikelmesstechnik, auch für Nanopartikel |  |  | 1
ISO 9276-4 | DIN ISO 9276-4 Norm | "Darstellung der Ergebnisse von Partikelgrößenanalysen - Teil 4: Charakterisierung eines Trennprozesses" (ISO 9276-4:2001) | ISO/TC 24/SC 4/SC 4 | Veröffentlicht: (2006-02-00) | Test-/Messmethoden | NOAA | Partikel-Größenverteilung | Der Hauptgegenstand dieses Teils der ISO 9276 ist die Bereitstellung des mathematischen Hintergrundes für die Charakterisierung eines Trennprozesses. Dieser Teil der ISO 9276 ist nicht auf die Anwendung bei Partikelgrößenanalysen beschränkt, das gleiche Verfahren kann für die Charakterisierung eines technischen Klassierprozesses (z. B. Aeroklassierung, Zentrifugenklassierung) oder eines Trennprozesses (z. B. Gas- oder Hydrozyklon) genutzt werden. | 1 Anwendungsbereich .........................................................6 2 Symbole...........................................................................6 2.1 Symbole für besondere Begriffe.....................................6 2.2 Indizes .........................................................................9 3 Charakterisierung eines Trennprozesses, basierend auf fehlerfreien Verteilungskurven und Massenbilanzen ............9 3.1 Einen Klassierprozess darstellende Verteilungsdichtekurven .....................................................9 3.2 Massen- und Anzahlbilanzen .......................................11 3.3 Definitionen der Trennpartikelgröße xe ......................13 3.4 Die Trenngradkurve T(x) (Tromp-Kurve), auch Fraktionsabscheidegrad......................................................14 3.5 Maße der Trennschärfe................................................16 4 Der Einfluss systematischer Fehler auf die Bestimmung der Trenngradkurve ......................................19 4.1 Allgemeines ................................................................19 4.2 Systematischer Fehler aufgrund eines Teilungsprozesses im Klassierer.........................................19 4.3 Unvollständige Dispergierung des Aufgabegutes............21 4.4 Der Einfluss der Zerkleinerung des Aufgabegutes im Klassierer.....................................................................22 Anhang A (informativ) Der Einfluss stochastischer Fehler auf die Berechnung der Trenngradkurve .................23 A.1 Einführung .................................................................23 A.2 Die indirekte Berechnung von νr,f und νr,c.................23 A.3 Die Berechnung der Trenngradkurve T(x) bei fehlerbehafteten Summengrößenverteilungen....................27 | Standarddokument | Verfahren für Partikelmesstechnik, auch für Nanopartikel |  |  | 1
ISO 9276-5 | ISO 9276-5:2005 | "Darstellung der Ergebnisse von Partikelgroessenanalyse. Logarithmisches Normalverteilungsnetz " | ISO/TC 24/SC 4/SC 4 | Veröffentlicht: (2005-08) | Test-/Messmethoden | NOAA | Partikel-Größenverteilung | The main objective of ISO 9276-5:2005 is to provide the background for the representation of a cumulative particle size distribution which follows a logarithmic normal probability distribution, as a means by which calculations performed using particle size distribution functions may be unequivocally checked. The design of logarithmic normal probability graph paper is explained, as well as the calculation of moments, median diameters, average diameters, and volume-specific surface area. Logarithmic normal probability distributions are often suitable for the representation of cumulative particle size distributions of any dimensionality. Their particular advantage lies in the fact that cumulative distributions, such as number-, length-, area-, volume- or mass-distributions, are represented by parallel lines, all of whose locations may be determined from a knowledge of the location of any one. | Foreword ........................................................................ iv Introduction .................................................................... v 1 Scope ............................................................................ 1 2 Normative references .................................................... 1 3 Symbols ........................................................................ 1 4 Logarithmic normal probability function ...................... 2 5 Special values of a logarithmic normal probability distribution ...................................................................... 5 5.1 Complete kth moments ............................................. 5 5.2 Average particle sizes ................................................ 5 5.3 Median particle sizes ................................................. 6 5.4 Horizontal shifts between plotted distribution values .............................................................................. 6 5.5 Volume-specific surface area (Sauter diameter) .......... 8 Annex A (informative) Cumulative distribution values of a normal probability distribution ................................. 9 Bibliography .................................................................. 12 | Standarddokument | Verfahren für Partikelmesstechnik, auch für Nanopartikel |  |  | 1
ISO 9276-6 | DIN ISO 9276-6 N | "Darstellung der Ergebnisse von Partikelgrößenanalysen - Teil 6: Deskriptive und quantitative Darstellung der Form und Morphologie von Partikeln" (ISO 9276-6:2008) | ISO/TC 24/SC 4/SC 4 | Veröffentlicht: (2012-01-00) | Test-/Messmethoden | NOAA | Partikel-Größenverteilung, -Form | Dieser Teil der ISO 9276 spezifiziert Regeln und Nomenklaturen für die Bezeichnung und quantitative Darstellung der Form und Morphologie von Partikeln. Um eine umfangreichere Beschreibung von Partikeln und Partikelsystemen zu erreichen, kann die Angabe über die Partikelgröße zusammen mit anderen Informationen genutzt, aber in den meisten Fällen nicht ersetzt werden. Die Mittelung der Formbeschreibung aller Partikel einer Probe hat sich als unzureichende Näherung heraus gestellt. Zusätzlich zur Partikelgrößenverteilung (siehe auch ISO 9276-1) werden Verteilungen anderer Partikelcharakteristika benötigt. Entscheidend für den Gebrauch einer Methode zur Partikelformbeschreibung ist ihre Relevanz im Hinblick auf die technologische Anwendung. Deshalb ist dieser Teil der ISO 9276 auf die Methoden begrenzt, welche in der industriellen Anwendung mit den physikalischen Eigenschaften korreliert werden können. Das Ziel der Partikelanalyse ist es, eine adäquate Charakterisierungsmethode für eine spezielle Anwendung zu ermitteln. Dies schließt ein fundiertes Verständnis der Zusammenhänge zwischen Partikelcharakteristika und makroskopischen Produkt- und Prozesseigenschaften ein (oder zumindest eine Datenbank umfassender, empirisch bestimmter Daten). Probleme in Form und Morphologie werden normalerweise von dreidimensionaler Natur sein, aber jedoch sind die meisten Definitionen aufgrund des weit verbreiteten Gebrauchs von Bildanalysemethoden in diesem Teil der ISO 9276 für zwei Dimensionen gegeben. Mit Hilfe der Bewertungskriterien aus Abschnitt 4 wurde aus der Vielzahl der in Kapitel 5 beschriebenen Deskriptoren und Methoden eine minimale Anzahl an Formdeskriptoren in Abschnitt 8 abgeleitet. Diese ermöglichen einen direkten Vergleich verschiedener Geräte oder Methoden zur Formanalyse innerhalb der in Kapitel 6 diskutierten Grenzen. | Nationales Vorwort ............................................................3 Nationaler Anhang NA (informativ) Literaturhinweise ......3 Einleitung ......................................................................... 4 1 Anwendungsbereich .........................................................5 2 Normative Verweisungen .................................................5 3 Symbole und Abkürzungen ...............................................5 4 Kriterien für die Bewertung von Formbeschreibungsmethoden...............................................7 5 Klassifizierung von Methoden und Deskriptoren ............. 8 5.1 Allgemeine Klassifizierung ............................................8 5.2 Kategorien der Formbeschreibung .................................8 5.3 Prinzipien zur Herleitung von Formdeskriptoren ........10 6 Mögliche Fehler bei der Analyse eines Einzelbildes .........11 6.1 Bestimmung von Formdeskriptoren ........................... 11 6.2 Bildauflösung ..............................................................12 6.3 Binarisierung ...............................................................12 6.4 Algorithmen zur Berechnung von Formdeskriptoren ...12 7 Größenparameter zur Normalisierung von Formdeskriptoren ............................................................ 13 8 Formdeskriptoren ..........................................................14 8.1 Makrodeskriptoren .....................................................14 8.1.1 Allgemeines .............................................................14 8.1.2 Geometrische Deskriptoren .....................................14 8.1.3 Proportionsdeskriptoren ........................................ 15 8.2 Mesodeskriptoren .......................................................16 8.3 Kombination von Formdeskriptoren ......................... 17 8.4 Rauigkeitsdeskriptor ...................................................17 Anhang A (normativ) Einige Berechnungsformeln ...........18 A.1 Bestimmung des Umfanges einer Scheibe (Cauchy-Crofton-Gleichung) ......................................................... 18 A.2 Trägheitsäquivalente Ellipse nach Legendre ...............18 Anhang B (informativ) Beispiele für Methoden zur Darstellung von Form- und Größenverteilungsdaten ......... 19 B.1 Beispiele einer Datenmatrix ...................................... 19 B.2 Beispiele zweidimensionaler graphischer Darstellungen .................................................................. 20 B.3 Beispiele dreidimensionaler graphischer Darstellungen .................................................................. 22 Literaturhinweise ............................................................. 26 | Standarddokument | Verfahren für Partikelmesstechnik, auch für Nanopartikel |  |  | 1
ISO 14887 | DIN ISO 14887 N | Probenvorbereitung - Verfahren zur Dispergierung von Pulvern in Flüssigkeiten (ISO 14887:2000) | ISO/TC 24/SC 4/SC 4 | Veröffentlicht: 2010-03-00 | Test-/Messmethoden | NOAA | Agglomerationsverhalten, Dispergierbarkeit | Diese Norm wurde erarbeitet, um dem Fachpersonal der Partikelgrößenanalyse zu helfen, geeignete Suspensionen aus Pulver-Flüssigkeits-Kombinationen herzustellen, mit denen sie bislang keine Erfahrung haben. Die Norm enthält Verfahren zur - Benetzung eines Pulvers in einer Flüssigkeit, - Desagglomeration von benetzten Zusammenballungen, - Bestimmung, ob eine Lösungszusammensetzung geeignet ist, Reagglomeration zu verhindern, - Auswahl von Dispergiermitteln, die eine Reagglomeration verhindern, und - Bewertung der Stabilität einer Suspension in Hinblick auf Reagglomeration. | Nationales Vorwort.......................................................... 4 Einleitung ....................................................................... 5 1 Anwendungsbereich ...................................................... 6 2 Normative Verweisungen .............................................. 6 3 Begriffe ........................................................................ 6 4 Symbole und Abkürzungen............................................. 7 5 Prüfung des trockenen Pulvers ..................................... 8 5.1 Probennahme............................................................. 8 5.2 Größenbereich der Zusammenballungen und der Partikel............................................................................ 8 5.3 Form und Oberflächenrauigkeit; ihre Änderungen mit der Partikelgröße ....................................................... 8 6 Auswahl einer Flüssigkeit und Dispergiertest .................. 8 6.1 Auswahl einer Flüssigkeit ........................................... 8 6.2 Herstellung einer Testpaste ....................................... 9 6.3 Vorbereitung einer verdünnten Suspension ................. 9 7 Prüfung der Dispergierung.............................................. 9 7.1 Abschätzen des Under-grinding/Over-grinding ............ 9 7.2 Abschätzen der Stabilität ......................................... 10 7.2.1 Einführung ........................................................... 10 7.2.2 Anmerkungen zur lichtoptischen Mikroskopie ..... 10 7.2.3 Anmerkungen zur Elektronenmikroskopie............ 11 7.3 Bewertung von Flockenbildungen.............................. 11 8 Ableitung möglicher Dispergiermittel ......................... 11 8.1 Benetzung des Feststoffes mit der Flüssigkeit............ 11 8.2 Allgemeine Prinzipien ............................................. 12 8.3 Ladungsstabilisierung ............................................... 12 8.3.1 Einführung ........................................................... 12 8.3.2 Oberflächen-Ionisierung........................................ 12 8.3.3 Differentielle Auflösung von Gitterionen ............. 12 8.3.4 Adsorption von mehrfach geladenen Ionen (Polyelektrolyte) ........................................................... 13 8.3.5 Adsorption von grenzflächenaktiven Stoffen......... 13 8.4 Sterische Stabilisierung.............................................. 13 8.5 Auswahlverfahren .................................................... 14 8.5.1 Bestimmung der Feststoffkategorie........................ 14 8.5.2 Bestimmung der Flüssigkeitskategorie ................... 17 8.5.3 Bestimmung der Kategorie eines voraussichtlichen Dispergiermittels............................................................ 18 8.5.4 Ermittlung der kommerziellen Quellen von Dispergiermitteln ........................................................... 19 9 Optimierung der Dispergiermethode............................. 19 9.1 Einführung ............................................................... 19 9.2 Vergleich der Wirksamkeit der möglichen Dispergiermittel ............................................................. 19 9.3 Optimierung der Methoden zur Zerstörung von Zusammenballungen ...................................................... 20 9.3.1 Anmerkungen zur Ultraschallbehandlung............... 20 9.3.2 Handhabung der Wärmeentwicklung...................... 20 9.3.3 Bestimmung der optimalen Energie....................... 20 9.3.4 Dokumentieren der optimalen Dispergierbedingungen.................................................... 21 9.4 Bestimmung der optimalen Menge an Dispergiermittel.............................................................. 21 10 Aufrechterhaltung der Suspensionsstabilität während der Probenbehandlung........................................22 10.1 Stabilität während der Verdünnung............................22 10.2 Stabilität bei pH-Änderung ......................................23 Anhang A (informativ) Alternative Tests zur Suspensionsstabilität........................................................24 A.1 Sedimentationsverhalten ..........................................24 A.2 Oberflächen-Ladungsdichte ......................................24 A.3 Rheologie.................................................................25 A.4 Schwächung von Ultraschall oder elektrischen Impulsen.........................................................................25 Anhang B (informativ) Kommerzielle Dispergiermittel in verschiedenen Dispergiermittel-Kategorien ................26 Literaturhinweise ...........................................................31 Perinorm-Link: https://secure.beuth.de/cmd%3Bjsessionid=AQZIISI8RMOSBGPFPKT8P4YV.4?workflowname=infoInstantdownload&docname=1558593&contextid=beuth&servicerefname=beuth&ixos=toc | Standarddokument | Verfahren für Partikelmesstechnik, auch für Nanopartikel |  |  | 1
ISO 18473-2 | ISO 18473-2:2015 | Functional pigments and extenders for special applications -- Part 2: Nanoscale titanium dioxide for sunscreen application | ISO/TC 256 | Veröffentlicht: 2015-08-15 | Testmethode/ Materialspezifikation | Titandioxid | Primärpartikelgröße, spezifische Oberfläche, Massenanteil, Kristallstruktur, Feuchtegehalt, chemische Zusammensetzung | ISO 18473-2:2015 specifies requirements and corresponding methods of test for nanoscale titanium dioxide in powder form for sunscreen application. This part of ISO 18473 covers the surface modified, TiO2. |  | Standarddokument | Spezifikation von Nanomaterial |  |  | 1
ISO PWI 20427 | In Bearbeitung ISO/WD 00003 | Pigments and extenders — Determination of the size distribution of isolated particles of suspended pigment- or extender powder with centrifugal liquid sedimentation methods | ISO/TC 256 | In Bearbeitung: Registriert als NWI | Test-/Messmethoden | NOAA | Partikel-Größenverteilung | This document specifies methods for determining the size distribution of separate particles of a single pigment or extender which is or is to be dispersed in a liquid by application of a standardized dispersion procedure using an ultrasonic device . The measurement is carried out with a centrifuge. This technique is based on the hydrodynamic behaviour of pigments or extenders in a centrifugal field. |  | Liasion-Report TC 256 | Bezug zu nanostrukturierten Materialien (Aggregate und Agglomerate)
ISO 11234 | ISO 11234:1995 | Rubber compounding ingredients — Carbon black (pelletized) – Determination of dust content | ISO/TC 45 SC 3 | Veröffentlicht 1995-12-21 | Test-/Messmethoden | Carbon Black | Staubanteil | Specifies a method for the determination of the dust content of pelletized carbon blacks. Permits a differentiation to be made between micro-pellets and dust and is applicable to all pelletized carbon blacks for the rubber industry. |  | Standarddokument | Bezug zu nanostrukturierten Materialien (Aggregate und Agglomerate) |  |  | 1
ISO 15825 | ISO 15825:2015 | Rubber compounding ingredients -- Carbon black -- Determination of aggregate size distribution by disc centrifuge photosedimentometry | ISO/TC 45 SC 3 | Veröffentlicht (2015-10-23) | Test-/Messmethoden | Carbon Black | Aggregatgröße | ISO 15825:2015 specifies a method for determining the size distribution of carbon black aggregates, using a disc centrifuge photosedimentometer. This technique is based on the hydrodynamic behaviour of carbon black in a centrifugal field. The determination of the aggregate size distribution is important in the evaluation of carbon black used in the rubber industry. |  | Standarddokument | Bezug zu nanostrukturierten Materialien (Aggregate und Agglomerate) |  |  | 1
ISO 16176 | ISO/TS 16176:2011 | Rubber compounding ingredients - Carbon black – Characterization of the aggregate size distribution at ultimate dispersion | ISO/TC 45 SC 3 | Veröffentlicht 2011-11-15 | Test-/Messmethoden | Carbon Black | Aggregatgröße | ISO/TS 16176:2011 specifies a method for determining the size distribution of carbon black aggregates dispersed in a liquid by means of a high-power ultrasonic device. The measurement is done with a disc centrifuge photosedimentometer. This technique is based on the hydrodynamic behaviour of carbon black in a centrifugal field. The determination of the aggregate-size distribution is important in the evaluation of carbon black used in the rubber industry. |  | Standarddokument | Bezug zu nanostrukturierten Materialien (Aggregate und Agglomerate) |  |  | 1
ISO 20927 | In Bearbeitung ISO/NP 20927 | Rubber compounding ingredients - Silica - Determination of particle size distribution of silica by photosedimentometry (DCP) | ISO/TC 45 SC 3 | Projekt in Bearbeitung 10.99 (2015-10-11) | Test-/Messmethoden | Silica | Partikel-Größenverteilung | Kurzreferat nicht vorhanden |  | Liaision-Report TC 45 | Bezug zu nanostrukturierten Materialien (Aggregate und Agglomerate) |  |  | 1
ISO 11360 | ISO/TR 11360:2010 | "Nanotechnologien - Methodik für die Klassifizierung und Kategorisierung von Nanomaterialien" | ISO/TC 229 | Veröffentlicht: (2010-07-01) | Begriffe, Definition |  |  | ISO/TR 11360:2010 describes a classifying system, termed a “nano-tree”, upon whose basis wide ranges of nanomaterials can be categorized, including nano-objects, nanostructures and nanocomposites of various dimensionality of different physical, chemical, magnetic and biological properties. | Foreword………………………………………………………..iv Introduction…………………………………………………….v 1 Scope…………………………………………………………..1 2 Nano-tree structure………………………………………….1 3 Detailed description of nano-tree…………………………2 4 Conclusion…………………………………………………….3 Bibliography………………………………………….............25 | Standarddokument | nano-spezifisch |  | 1
ISO 14786 | ISO/TR 14786:2014 | "Nanotechnologien - Betrachtungen zur Entwicklung der chemischen Nomenklatur ausgewählter Nanoobjekte" | ISO/TC 229 | Veröffentlicht: (2014-01) | Begriffe, Definition |  |  | ISO/TR 14786:2014 is intended to provide information and analyses in support of the development of chemical nomenclature for the naming of "nano-objects". "Nano-objects" have been defined in ISO/TS 80004‑1:2010 to mean "materials with one, two, or three external dimensions in the nanoscale", with the nanoscale defined as the "size range from approximately 1 nm to 100 nm". Nano-objects are further defined as nanoplates, nanofibres, and nanoparticles. More specifically, the nano-objects that are the subject of ISO/TR 14786:2014 are discrete chemical entities rather than devices or mixtures (preparations). The nano-objects discussed in this Technical Report are not intended to constitute an exhaustive list. ISO/TR 14786:2014 is intended to facilitate communications between developers and potential users of nomenclature including academia, industry, government and non-governmental organizations. | Foreword ..........................................................................iv lntroduction........................................................................v 1 Scope...............................................................................1 2 Normative references ..................................................... 1 3 Terms and definitions...................................................... 1 4 Abbreviated terms........................................................... 2 5 Nomenclature ................................................................. 3 5.1 Nomenclature deﬁned................................................... 3 5.2 Chemical nomenclature................................................ 3 5.3 International Union of Pure and Applied Chemistry [IUPAC] chemical nomenclature ....................................... 3 5.4 Chemical Abstracts Service (CAS) chemical nomenclature .....................................................................4 6 Chemical nomenclature systems for nano-obiects and other relevant approaches........................................... 4 7 Survey of nano-obiects.................................................... 5 7.1 General ........................................................................ 5 7.2 Selection of public listings of nano-objects .................. 6 7.3 Ranking of surveyed nano-objects................................ 7 7.4 Ranking results ............................................................ 8 8 Considerations for a nomenclature system for nano-obiects..................................................................... 11 8.1 General .......................................................................11 8.2 General considerations for chemical nomenclature for nano-objects............................................................... 12 8.3 Features of interest reported through ISO [TC 229 survey mechanism ............................................. 12 8.4 Further identiﬁcation and discussion of key features of nano-objects ....................................................15 8.5 Illustrations of possible chemical nomenclature approaches for selected nano-objects................................ 15 8.6 Supplemental features of a chemical nomenclature system for nano-objects ....................................................16 9 Coordination and timing ............................................... 19 Annex A [informative] General nomenclature systems .....21 Annex B [informative] Selected nano-object-specific nomenclature systems ......................................................24 Annex C (informative) Selected public listings of nano-objects.....................................................................26 Bibliography.....................................................................36 | Standarddokument | nano-spezifisch |  | 1
ISO 18110 | ISO/TS 18110:2015 | ISO/TS 18110 "Nanotechnologies -- Vocabularies for science, technology and innovation Indicators" | ISO/TC 229 | Veröffentlicht: (2015-12-00) | Begriffe, Definition |  |  | ISO/TS 18110:2015 aims to provide the necessary definitions that specify the bounds of key innovation indicators as they relate to nanotechnology, in order to facilitate and unify the global assessment of nanotechnology activities in different areas. The availability of these terms can help the measurement and comparison of various indicators in this field. This Technical Specification does not intend to redefine terms that are already defined in other ISO documents. Furthermore, there is no intention to show how the indicators can be used as an assessment tool. | Foreword ...........................................................................iv Introduction .......................................................................v 1 Scope ...............................................................................1 2 Terms and deﬁnitions from ISO 14040, ISO 14041 and ISO/ TS 80004-1 ......................................................... 1 3 Terms and deﬁnitions for science, technology and innovation indicators.......................................................... 2 Annex A (informative) Human resources for nanoscience and nanotechnology (ERNST) and nanotechnology job ..... 5 Annex B (informative) Nanotechnology patent and nanotechnology publication................................................8 Annex C (informative) Nanotechnology ..........................11 Annex D (informative) Nanotechnology........................ ..13 Annex E (informative) Nanotechnology enterprise...........15 Annex F (informative) Nanotechnology service ...............17 Annex G (informative) Nanotechnology ..........................19 Annex H (informative) Alphabetical index ......................20 Bibliography .....................................................................21 | Standarddokument | nano-spezifisch |  | 1
ISO 18401 | In Bearbeitung | ISO/AWI TR 18401: "Nanotechnology - Plain language guide to vocabulary" | ISO/TC 229 | In Bearbeitung: ISO stage code: 20.00 (2012-07-16) | Begriffe, Definition |  |  | Kurzreferat nicht vorhanden |  | Internes Arbeitspapier | nano-spezifisch |  | 1
ISO 80004-1 | ISO/TS 80004-1:2010 | "Nanotechnologien - Fachwörterverzeichnis - Teil 1: Kernbegriffe" Deutsche Fassung CEN ISO/TS 80004-1:2014 | ISO/TC 229 | Veröffentlicht: (2015-12-00) | Begriffe, Definition |  |  | In diesem Dokument sind Begriffe angeführt, die in Zusammenhang mit Kernbegriffen im Bereich der Nanotechnologie stehen. Das Dokument ist dafür vorgesehen, die Kommunikation zwischen Organisationen und Einzelpersonen in der Industrie und denjenigen, die mit ihnen zusammenarbeiten, zu vereinfachen. | Foreword .........................................................................iv Introduction ....................................................................vi 1 Scope ........................................................................... 1 2 Terms and definitions ....................................................1 Bibliography ................................................................... 3 | Standarddokument | nano-spezifisch |  | 1
ISO 80004-3 | ISO/TS 80004-3:2010 DIN CEN ISO/TS 80004-3 DIN SPEC 52400-3 | "Nanotechnologien - Fachwörterverzeichnis - Teil 3: Kohlenstoff-Nanoobjekte" Deutsche Fassung CEN ISO/TS 80004-3:2014 | ISO/TC 229 | Veröffentlicht: (2015-03-00) | Begriffe, Definition |  |  | In diesem Dokument sind Begriffe angeführt, die in Zusammenhang mit Nanoobjekten aus Kohlenstoff stehen. Das Dokument ist dafür vorgesehen, die Kommunikation zwischen Organisationen und Einzelpersonen in der Industrie und denjenigen, die mit ihnen zusammenarbeiten, zu vereinfachen. | Vorwort ............................................................................3 Einleitung .........................................................................4 1 Anwendungsbereich .......................................................5 2 Grundbegriffe zur Beschreibung von Kohlenstoff-Nanoobjekten ...................................................................5 3 Begriffe zur Beschreibung bestimmter Arten von Kohlenstoff-Nanopartikeln ..............................................6 4 Begriffe zur Beschreibung bestimmter Arten von Kohlenstoﬁ-Nanofasern und Kohlenstoff-Nanopléittchen..7 Anhang A (informativ) Verwandte nanoskalige Kohlenstoffmaterialien .....................................................9 Literaturhinweise ........................................................... 10 Stichwortverzeichnis ...................................................... 11 | Standarddokument | nano-spezifisch |  | 1
ISO 80004-4 | ISO/TS 80004-4:2011 DIN CEN ISO/TS 80004-4 DIN SPEC 52400-4 | "Nanotechnologien - Fachwörterverzeichnis - Teil 4: Nanostrukturierte Materialien" | ISO/TC 229 | Veröffentlicht: (2015-03-00) | Begriffe, Definition |  |  | In diesem Dokument sind Begriffe angeführt, die in Zusammenhang mit nanostrukturierten Materialien stehen. Das Dokument ist dafür vorgesehen, die Kommunikation zwischen Organisationen und Einzelpersonen in der Industrie und denjenigen, die mit ihnen zusammenarbeiten, zu vereinfachen. Materialien haben im Nanomaßstab Charakteristika hinsichtlich ihrer Topografie oder ihrer Zusammensetzung, aber das ist nicht ausreichend um das Material als nanostrukturiert zu klassifizieren. Als nanostrukturiert klassifizierte Materialien haben innere oder Oberflächenstrukturen mit einem signifikaten Anteil von nanoskaliger Charakteristika, Körner, Hohlräumen oder Ausscheidungen. Produkte, die Nanoobjekte oder nanostrukturierte Materialien enthalten sind nicht notwendigerweise selbst nanostrukturierte Materialien. Diese Technsiche Spezifikation enthält Dispersionen. | Vorwort ............................................................................3 Einleitung ........................................................................4 1 Anwendungsbereich .......................................................6 2 Grundlegende Begriffe zur Beschreibung nanostrukturierter Materialien ..........................................6 3 Begriffe zur Beschreibung der Klassen von nanostrukturiertem Material .............................................8 Literaturhinweise ........................................................... 11 Stichwortverzeichnis ..................................................... 12 | Standarddokument | nano-spezifisch |  | 1
ISO 80004-5 | ISO/TS 80004-5:2011 DIN ISO/TS 80004-5 DIN SPEC 52400-5 | "Nanotechnologien - Fachwörterverzeichnis - Teil 5: Nano-Bio-Interface" | ISO/TC 229 | Veröffentlicht: (2012-07-00) | Begriffe, Definition |  |  | In diesem Dokument sind Begriffe angeführt, die in Zusammenhang mit Nano/Bio-Grenzflächen stehen. Das Dokument ist dafür vorgesehen, die Kommunikation zwischen Organisationen und Einzelpersonen in der Industrie und denjenigen, die mit ihnen zusammenarbeiten, zu vereinfachen. Das Dokument stellt die Übernahme der ISO/TS 80004-5 in das Deutsche Normenwerk dar. | Nationales Vorwort ......................................................... 3 Nationaler Anhang NA (informativ) Literaturhinweise ... 4 Einleitung ....................................................................... 5 1 Anwendungsbereich ...................................................... 6 2 Zugehérige Begriffe aus anderen Teilen der das Fachwiirterverzeichnis enthaltenden Dokumentenreihe ISO/TS 80004 .................................... 6 3 Begriffe fiir die Schnittstelle zwischen Nanomaterialien und Biologie ..........................................7 Literaturhinweise ............................................................ 8 Stichwortverzeichnis ....................................................... 9 | Standarddokument | nano-spezifisch |  | 1
ISO 80004-6 | ISO/TS 80004-6:2013 DIN CEN ISO/TS 80004-6 DIN SPEC 52400-06 | "Nanotechnologien - Fachwörterverzeichnis - Teil 6: Charakterisierung von Nanoobjekten" | ISO/TC 229 | Veröffentlicht: (2015-07-00) | Begriffe, Definition |  |  | Diese Technische Spezifikation legt für die Charakterisierung von Nanoobjekten relevante Begriffe und Definitionen fest. Dies umfasst unter anderem Begriffe für die Größen- und Formmessung sowie für die chemische Analyse. | Vorwort…………………………………………..…………..…….3 Einleitung………………………………………………....………..4 1 Anwendungsbereich……………………………..………..…..6 2 Allgemeine Begriffe…………...…………..……………....…6 3 Begriffe im Zusammenhang mit der Größen- und Formmessung……………………………………..…...….8 3.1 Begriffe bezüglich der Messgrößen für Größe und Form......................................................................8 3.2 Begriffe im Zusammenhang mit Streuverfahren.............9 3.3 Begriffe im Zusammenhang mit der Characterisierung von Aerosolen................................11 3.4 Begriffe im Zusammenhang mit Trenntechniken........12 3.5 Begriffe im Zusammenhang mit Mikroskopie.............13 3.6 Begriffe im Zusammenhang mit der Messung der Oberfläche............................................................17 4 Begriffe im Zusammenhang mit chemischen Analyse......................................................................17 5 Begriffe im Zusammenhang mit der Messung weiterer Eigenschaften.................................................22 5.1 Begriffe im Zusammenhang mit der Messung der Masse....................................................................22 5.2 Begriffe im Zusammenhang mit der Messung der Kristallinität.........................................................23 5.3 Begriffe im Zusammenhang mit der Messung der Ladung in Suspensionen........................................23 Stichwortverzeichnis.........................................................25 Literaturhinweise..............................................................28 | Standarddokument | nano-spezifisch |  | 1
ISO 80004-8 | ISO/TS 80004-8:2013 DIN CEN ISO/TS 80004-8 DIN SPEC 52400-8 | "Nanotechnologien - Fachwörterverzeichnis - Teil 8: Industrieller Nanoherstellungsprozess" | ISO/TC 229 Deutsche Fassung DIN-NA 062-08-17 AA "Nanotechnologien" im DIN-Normenausschuss Materialprüfung (NMP). | Veröffentlicht: (2015-07-00) | Begriffe, Definition |  |  | Diese Technische Spezifikation legt Begriffe und Definitionen für den industriellen Herstellungsprozess von Nanomaterialien fest. Sie ist ein teil eines mehrteiligen Dokuments, das die verschiedenen Aspekte der Nanotechnologie abdeckt. | Vorwort ....................................................................... 3 Einleitung .................................................................... 4 1 Anwendungsbereich ................................................... 6 2 Begriffe aus anderen Teilen von ISO/TS 80004 ......... 6 3 Allgemeine Begriffe .................................................. 8 4 Gezielte Anordnung ................................................... 9 5 Selbst-Anordnungsprozesse ....................................... 10 6 Synthese ................................................................... 11 6.1 Gasprozessphase - Physikalische Verfahren ............ 11 6.2 Gasprozessphase - Chemische Verfahren ................. 12 6.3 Flüssige Prozessphase - Physikalische Verfahren ..... 13 6.4 Flüssige Prozessphase - Chemische Verfahren ......... 13 6.5 Feste Prozessphase - Physikalische Verfahren ........ 14 6.6 Feste Prozessphase - Chemische Verfahren .......... 16 7 Fertigung ................................................................... 17 7.1 Nanomuster-Lithographie ...................................... 17 7.2 Abscheidungsprozesse ............................................. 20 7.3 Ätzungsprozesse ..................................................... 22 7.4 Drucken und Beschichten ....................................... 25 Anhang A (informativ) Identifizierung der Ergebnisse der festgelegten Syntheseprozesse ................................ 26 Perinorm-Link: https://secure.beuth.de/cmd%3Bjsessionid=IVUVXY3ES4WHMOTA4OV1CQZW.2?workflowname=infoInstantdownload&docname=2274450&contextid=beuth&servicerefname=beuth&ixos=toc | Standarddokument | nano-spezifisch |  | 1
ISO 12802 | ISO/TR 12802:2010 | "Nanotechnologien - Taxonomisches Rahmenmodell zur Verwendung bei der Entwicklung von Fachwörterverzeichnissen - Kernkonzepte" | ISO/TC 229 IEC/TC 113 | Veröffentlicht: (2010-11) | Test-/Messmethoden |  |  | This Technical Report provides a possible model taxonomic framework of core concepts for nanotechnology. The framework identifies the basic categories of nanotechnology, as well as the core concepts within these categories, and displays them in a hierarchical structure. From the core concepts, a list of core terms to be defined has been identified. Definitions for these terms will be developed in ISO/TS 80004-1, Nanotechnologies — Vocabulary — Part 1: Core terms. Definitions for terms in subject-related areas will be developed in other ISO/IEC Technical Specifications in the ISO/TS 80004 vocabulary series. | Foreword ...........................................................................iv Introduction .......................................................................v 1 Scope ..............................................................................1 2 Purpose of the framework development ..........................1 3 Methodology ...................................................................1 4 Framework development .................................................2 4.1 Fields of activity at the nanoscale ................................2 4.2 Nanomaterial ...............................................................3 4.3 Processes .....................................................................5 4.4 Nanosystems and nanodevices ......................................7 4.5 Properties ....................................................................8 Annex A (informative) Development steps for the core concept framework diagrams .....................................18 Annex B (informative) Alternate version of the "synthesis" branch of the processes framework diagram ............................................................................20 Bibliography .....................................................................21 | Standarddokument | nano-spezifisch |  | 1
ISO 80004-11 | In Bearbeitung ISO/TS 80004-11 (IEC/TS 113-159) | "Nanotechnologies -Vocabulary - Part 11: Nanolayer, nanocoating, nanofilm, and related Terms" | ISO/TC 229 IEC/TC 113 | In Bearbeitung: IEC stage code: PNW (2012-08) ISO stage code: 20.20 (2013-01-29) | Begriffe, Definition |  |  | Kurzreferat nicht vorhanden | In Bearbeitung |  | nano-spezifisch |  | 1
ISO 80004-12 | In Bearbeitung, ISO/TS 80004-12 | "Nanotechnologies -Vocabulary - Part 12: Quantum phenomena in nanotechnology" | ISO/TC 229 IEC/TC 113 | Veröffentlicht: (2015-04-00) lt. Perinorm/ tatsächlich noch nicht veröffentlicht | Begriffe, Definition |  |  | Kurzreferat nicht vorhanden |  |  | nano-spezifisch |  | 1
ISO 80004-13 | In Bearbeitung ISO/TS 80004-13 | "Nanotechnologies - Vocabulary - Part 13: Graphene and other two dimensional materials" | ISO/TC 229 IEC/TC 113 | In Bearbeitung: IEC stage code: PNW (2014-03) ISO stage code: 10.99 (2013-11-08) | Begriffe, Definition |  |  | This part of TS 80004 lists terms and definitions for graphene and other two-dimensional (2D) materials, and includes terms describing production methods, properties and their characterisation. The purpose of this document is to enable communication between individuals and organisations in research and industry by providing the appropriate and defined vocabulary. | In Bearbeitung |  | nano-spezifisch |  | 1
ISO 80004-2 | ISO/TS 80004-2:2015 | "Nanotechnologien - Fachwörterverzeichnis - Teil 2: Nanoobjekte: Nanopartikel, Nanofaser und Nanoplättchene" | ISO/TC 229 IEC/TC 113 | Veröffentlicht: (2015-06-00) | Begriffe, Definition |  |  | This Technical Specification lists terms and definitions related to particles in the field of nanotechnologies. In this Technical Specification, nano-objects are defined according to their shape as determined by nanoscale dimensionality. In addition, some types of nano-objects are also defined according to structural configuration, morphology, form or functionality. It is beyond the scope of this Technical Specification to consider or recommend specific size, size distribution, or related thresholds for nano-objects, particularly given the wide variability in size, shape, morphology, composition, and surface features of nano-objects, with each combination potentially presenting differing implications for assessments of risk or safety to health or the environment. | Foreword .........................................................................iv Introduction ....................................................................vi 1 Scope ........................................................................... 1 2 Core terms related to particles ...................................... 1 3 Terms concerning particles and assemblies of particles.. 1 4 Terms specific to nano-obiects .................................... 2 Annex A (informative) Particle size measurement .......... 5 Annex B (informative) Agglomerates, aggregates, and constituent particles ........................................................ 8 Annex C (informative) Index ...........................................9 Bibliography ...................................................................10 | Standarddokument | nano-spezifisch |  | 1
ISO 18451 | ISO 18451-1:2015 | Pigments, dyestuffs and extenders -- Terminology -- Part 1: General terms | ISO/TC 256 | Veröffentlicht: 2015-11-01 | Begriffe, Definition |  |  | ISO 18451-1:2015 defines terms that are used in the field of pigments, dyestuffs and extenders. For some terms, reference is made to ISO 4618 in which also terms and definitions for colourants are given, relating to their use in coating materials. In addition to terms in English and French (two of the three official ISO languages), this part of ISO 18451 gives the equivalent terms in German; these are published under the responsibility of the member body for Germany (DIN). However, only the terms and definitions given in the official languages can be considered as ISO terms and definitions. |  | Standarddokument | Enthält nanosopezifische Begriffe |  | 1
ISO 4618 | ISO 4618:2014 | Beschichtungsstoffe - Begriffe | ISO/TC 35 Deutsche Fassung durch: DIN NA 002-00-01 AA "Begriffe" im DIN | Veröffentlicht: (2015-01-00) | Begriffe, Definition |  |  | Die Norm legt Begriffe fest, die auf dem Gebiet der Beschichtungsstoffe (Lacke, Anstrichstoffe und Rohstoffe für Lacke und Anstrichstoffe) verwendet werden. Begriffe, die sich auf spezifische Anwendungen und Eigenschaften beziehen, werden in Normen behandelt, die derartige Anwendungen und Eigenschaften betreffen, z. B. Korrosionsschutz, Pulverlacke. Begriffe zur Nanotechnologie sind mit ISO/TS 80004-4 abgestimmt. | Vorwort…………………………………………..………3 1 Anwendungsbereich…………………………….…….4 2 Begriffe…………………………………………….…..4 Anhang A (informativ) Alphabetisches Stichwortverzeichnis………………………………….34 Literaturhinweise………………………………………42 | Standarddokument | Begriffe mit Bezug zur Nanotechnologie |  | 1
ISO 1043-2 | ISO 1043-2:2011 DIN EN ISO 1043-2:2012-03 | "Kunststoffe - Kennbuchstaben und Kurzzeichen - Teil 2: Füllstoffe und Verstärkungsstoffe" | ISO/TC 61 Deutsche Fassung durch: DIN NA 054 DIN-Normenausschuss Kunststoffe (FNK) | Veröffentlicht: (2012-03-00) | Begriffe, Definition |  |  | Dieser Teil der Norm stellt einheitliche Kurzzeichen für Füll- und Verstärkungsstoffe zur Verfügung. Er enthält nur diejenigen Kurzzeichen, die generell eingeführt sind, und er bezweckt, sowohl das Auftreten von mehr als einem Kurzzeichen für einen bestimmten Füll- oder Verstärkungsstoff, als auch die Deutung eines gegebenen Kurzzeichens in mehr als einer Weise zu verhindern. | Vorwort ......................................................................... 3 1 Anwendungsbereich ..................................................... 4 2 Verwendung von Kennbuchstaben ................................ 4 3 Kennbuchstaben .......................................................... 4 3.1 Füllstoffe und Verstärkungsstoffe ............................. 4 3.2 Form oder Struktur ................................................... 6 Perinorm-Link: https://secure.beuth.de/cmd%3Bjsessionid=JKW1BYAVFZX7RU3WSX0VC6MV.2?workflowname=infoInstantdownload&docname=1814742&contextid=beuth&servicerefname=beuth&ixos=toc | Standarddokument | Definiert Abkürzungen für Nanofüllstoffe - Nanofasern und Nanotubes |  | 1
CEN 13861 | EN 13861:2011 DIN EN 13861 | Sicherheit von Maschinen - Leitfaden für die Anwendung von Ergonomie-Normen bei der Gestaltung von Maschinen | CEN/ TC 122 DIN NA 023-00-01 GA | Veröffentlicht 2012-01 | Sonstige |  |  | Hersteller von Maschinen sind laut DIN EN ISO 12100 verpflichtet, eine Risikobewertung durchzuführen, durch die das Wissen über die Gestaltung und Verwendung von Maschinen und die aus Ereignissen, Unfällen und Schäden gewonnenen Erfahrungen zusammengetragen werden, um die Risiken in allen Lebensphasen von Maschinen bewerten zu können. DIN EN 13861 knüpft an die in DIN EN ISO 12100 genannten Gefährdungen an, so weit die Ergonomie betroffen ist. Hierzu gibt sie für die einzelnen ergonomisch relevanten Gefährdungen Verweise auf Europäische und Internationale Ergonomie-Normen aus den verschiedenen relevanten Bereichen. Die in DIN EN 13861 aufgeführten Normen für die ergonomische Gestaltung von Maschinen können durch Bewertung während des Gestaltungsprozesses unter Berücksichtigung der vorgesehenen Verwendung und des erwarteten Gebrauchs sowie der vorhersehbaren Fehlanwendung der Maschine zur Vermeidung zahlreicher Gefährdungen und Risiken beitragen. |  | Standarddokument | Allgemeiner Standard, Nanopartikel Im Anhang in Bezug auf Umgebungsbedingungen für Maschinen erwähnt | 1
CEN 14652 | EN 14652:2005+A1:2007 DIN EN 14652 | "Anlagen zur Behandlung von Trinkwasser innerhalb von Gebäuden - Membranfilteranlagen - Anforderungen an Ausführung, Sicherheit und Prüfung"; Deutsche Fassung EN 14652:2005+A1:2007) | CEN/TC 164 Deutsche Fassung durch: DIN NA 119 DIN-Normenausschuss Wasserwesen (NAW) | Veröffentlicht: (2007-09-00) | Produktspezifkation |  |  | Diese Europäische Norm gilt für Membranfilteranlagen mit einer Filterfeinheit von weniger als 1 mm, das sind Mikrofiltration (MF), Ultrafiltration (UF), Nanofiltration (NF) und Umkehrosmose (en: reverse osmosis, RO) für Trinkwasser-Installationen innerhalb von Gebäuden, zum Entfernen von Grenzkonzentrationen an suspendierten und kolloidalen Feststoffen, Mikroorganismen, organischen Molekülen aus dem Trinkwasser und zur Verringerung der Konzentration gelöster Feststoffe, mit einem minimalen Nenndruck von PN10, Anschlüssen zwischen 15 NS und 100 NS und einer maximalen Betriebstemperatur von 30 °C. Diese Nom legt die Anforderungen in Bezug auf Konstruktion, Funktion und Prüfverfahren fest. Sie bezieht sich nur auf fest installierte Einheiten am Eintrittspunkt (en: point-of-entry, POE) oder an der Entnahmestelle (en: point-of-use, POU) der Versorgungsleitung. Diese Norm gilt für Membranfilteranlagen, deren Bestandteile in Abhängigkeit von der Bauart der Anlage teilweise oder vollständig rückspülbar oder zum einmaligen Gebrauch bestimmt sein können. Eine Membranfilteranlage kann zusätzlich zur Filtervorrichtung Einrichtungen zur Vor- und/oder Nachbehandlung enthalten. | Vorwort ..........................................................................3 1 Änderung zum Titel .....................................................4 2 Änderung des Inhaltsverzeichnisses...............................4 3 Änderung zum Vorwort.................................................4 4 Änderung zu 6.4............................................................4 5 Änderung zu A.2.2.2 ....................................................4 6 Änderung zu B.1 ..........................................................4 7 Änderung zu C.3 ..........................................................4 8 Neufassung des Anhangs D...........................................5 Anhang D (normativ) Einbau, Betrieb und Wartung .......5 Perinorm-Link: https://secure.beuth.de/cmd%3Bjsessionid=IVUVXY3ES4WHMOTA4OV1CQZW.2?workflowname=infoInstantdownload&docname=9866530&contextid=beuth&servicerefname=beuth&ixos=toc | Standarddokument | Bedingter Nanotechnologiebezug. Nanomembranen/Nanofiltration werden z.T. dem Thema Nanotechnologie zugeordnet, kein Bezug zu hergestellten Nanomaterialien | 1
DIN 4855 | DIN 4855:2015-09 | Kohlenstoffschichten - DLC-Schichten - Beschreibung der Schichtarchitektur | DIN NA 062-01-64-AA | Veröffentlicht 2015-09 | Begriffe, Definition |  |  | Diese Norm legt fest, wie die Schichtarchitektur von Schichtsystemen beschrieben wird, die aus wenigstens zwei unterscheidbaren Schichtlagen bestehen, wobei wenigstens eine der Funktionsschichten eine amorphe Kohlenstoffschicht in Anlehnung an VDI 2840 ist. Die Mindestangaben zur Beschreibung von Elementen eines Schichtsystems werden festgelegt. Es wird nur die Beschreibung des Aufbaus eines Schichtsystems, das heißt die Schichtarchitektur, festgelegt und damit der Zweck der einzelnen Schichtlagen angedeutet. Konkrete, insbesondere tribologische Eigenschaften werden nicht betrachtet oder gefordert, sind aber im Anhang A allgemein beschrieben. |  | Standarddokument | Bezug auf Nanoschichten | 1
IEC 113-83 | In Bearbeitung PWI 113-83 Ed. 1.0 | Test method for defect states in materials for nano-enabled electronic devices by Thermally Stimulated Current | IEC/TC 113 | PWI - 2015-02 | Testmethode |  |  | Kurzreferat nicht vorhanden |  | DKE | nano-spezifisch | 1
IEC 113-86 | In Bearbeitung PWI 113-86 Ed. 1.0 | Spatially resolved local magnetic field measurements on the micrometer and nanometer scale | IEC/TC 113 | PWI - 2015-09 | Testmethode |  |  | Kurzreferat nicht vorhanden |  | DKE | nano-spezifisch | 1
IEC 62565-1 | In Bearbeitung PWI/TR 62565-1 Ed. 1.0 | IEC/TR 62565-1 Ed. 1.0 "Nanomanufacturing - Material specifications - Part 1: Basic concept" | IEC/TC 113 | In Bearbeitung IEC stage code: PWI (2009-10) | Materialspezifikation |  |  | Kurzreferat nicht vorhanden |  | Perinorm | nano-spezifisch | 1
IEC 62607-2-2 | In Bearbeitung IEC/TS 62607-2-2 Ed. 1.0 | "Nanomanufacturing - Key control characteristics - Part 2-2: Carbon nanotube materials - Electro- magnetic compatibility" | IEC/TC 113 | In Bearbeitung IEC stage code: PWI (2012-11) | Produktspezifikation |  |  | This IEC Standard provides a standardized method in measuring EMI on CNT films. This standard includes definitions of terminology used in this document, recommendations for sample preparation, outlines of the experimental procedures to measure shielding effectiveness of CNTs in thin films, methods of interpretation of results and discussion of data analysis, case studies and references. | In Bearbeitung | Perinorm | nano-spezifisch | 1
IEC 62607-2-4 | In Bearbeitung IEC/TS 62607-2-4 (113-81): | "Nanomanufacturing - Key control characteristics - Part 2-4: Carbon nanotube materials - Accuracy and repeatability of test methods for determination of resistance of carbon nanotubes" | IEC/TC 113 | In Bearbeitung IEC stage code: PWI (2014-10) | Test-/Messmethoden |  |  | This part of IEC 62607 specifies the test method for determining the resistivity and the contact resistance of an individual CNT and the dependability of the measurement. This part of IEC 62607 includes: – definitions of terminology used in this document, – outlines of the experimental procedures used to measure resistance of carbon nanotubes, – methods of interpretation of results and discussion of data analysis, – case studies, and – references. | In Bearbeitung | Perinorm | nano-spezifisch | 1
IEC 62607-3-3 | In Bearbeitung PWI 113-89 Ed. 1.0 IEC TS 62607-3-3: | Nanomanufacturing - Key control characteristics - Luminescent nanomaterials - Determination of fluorescence lifetime | IEC/TC 113 | PWI - 2016-01 | Test-/Messmethoden |  |  | Kurzreferat nicht vorhanden |  | IEC | nano-spezifisch | 1
IEC 62607-3-3 | In Bearbeitung PWI 113-89 Ed. 1.0 | Nanomanufacturing - Key control characteristics - Luminescent nanomaterials - Determination of fluorescence lifetime | IEC/TC 113 | PWI - 2016-01 | Test-/Messmethoden |  |  | Kurzreferat nicht vorhanden |  | DKE | nano-spezifisch | 1
IEC 62607-4-5 | In Bearbeitung, IEC/TS 62607-4-5 (113-240): tatsächlich noch nicht veröffentlicht | "Nanomanufacturing - Key control characteristics - Part 4-5 Cathode nanomaterials for nano-enabled electrical energy storage - Electrochemical characterisation, 3- electrode cell method" | IEC/TC 113 | Veröffentlicht: (2015-07-00) lt. Perinorm/ tatsächlich noch nicht veröffentlicht Second Committee Draft | Materialspezifikation |  |  | This part of IEC 62607 provides a standardized method for the determination of electrochemical properties of cathode nanomaterials of e.g. electrical energy storage devices utilizing lithium iron phosphate to enable customers to: a) decide whether or not a cathode nanomaterial is usable, and b) select a cathode nanomaterial suitable for their application. This part of IEC 62607 includes: – definitions of terminology used in this document part of IEC 62607, – recommendations for sample preparation, – outlines of the experimental procedures used to measure cathode nanomaterial properties, – methods of interpretation of results and discussion of data analysis, – case studies and Note 1 to entry: The very purpose of this method is to arrive at a detailed characterization of the electrodes so that individual contribution of the anode and cathode for performance and degradation could be predicted. The method can be applied for characterization of the electrode working as cathode or/and as anode. | (2015-07-00) lt. Perinorm/ tatsächlich noch nicht veröffentlicht | Perinorm | nano-spezifisch | 1
IEC 62607-4-6 | In Bearbeitung PWI/TS 113-87 Ed. 1.0 IEC TS 62607-4-6: | Nanomanufacturing Key control characteristics - Part 4-6: Nano-enabled electrical energy storage devices Determination of carbon content in cathode nanomaterials using IR spectrometry | IEC/TC 113 | PWI-2016-01 | Testmethode |  |  | This standard describes a method for determining the carbon content in nano electrode materials ranging from 0,001 % (m/m) to 100 % (m/m) by combustion the materials in an induction furnace and infrared absorption spectroscopy measurement. This part of IEC 62607 includes: – definitions of terminology used in this document, – recommendations for sample preparation, – outlines of the experimental procedures used to measure electrode nanomaterial properties, – methods of interpretation of results and discussion of data analysis, – case studies, and – references. |  | IEC | nano-spezifisch | 1
IEC 62607-4-7 | In Bearbeitung IEC TS 62607-4-7 PWI/TS 113-88 Ed. 1.0 | IEC TS 62607-4-7: Anode nanomaterials for nano-enabled electrical energy storage - Determination of magnetic materials, ICP-OES method | IEC/TC 113 | PWI - 2016-01 | Messmethode |  |  | In this document, Inductively Coupled Plasma Optical Emission Spectrometry (ICP-OES) is used to determine the content of magnetic materials in anode nanomaterials for Li-ion battery, including test principle, reagents, instruments, test procedures, test results, and test report, etc. This document is intended to apply to test the content of magnetic materials between 0.02-20ppm (total content of iron, cobalt, chrome, nickel, and zinc). |  | DKE | nano-spezifisch | 1
IEC 62607-5-1 | IEC 113/183/CD:2013 DIN IEC/TS 62607-5-1 DIN SPEC 42607-5-1 TS, Entwurf | "Nanofertigung - Schlüsselmerkmale - Teil 5-1: Dünnschicht-Elektronikbauelemente aus organischen Nanomaterialien - Messungen des Ladungsträgertransports" | IEC/TC 113 | Veröffentlicht (2014-03-00) | Test-/Messmethoden |  |  | Dünnschicht-Elektronikbauelemente aus organischen Nanomaterialien haben viele attraktive Eigenschaften, z. B. sind sie sehr leicht und flexibel, und der Herstellungsprozess benötigt keine hohen Temperaturen und ist sehr preiswert. Dieser Typ von elektronischen Bauelementen ist ausführlich sowohl in Forschungseinrichtungen als auch in Industrielaboren untersucht worden. Eine der potentiellen Anwendungen dieser Technologien ist die Herstellung von flexibler und aufrollbarer Elektronik. Es wird erwartet, dass Dünnschichttransistoren, die auf organischen Halbleitermaterialien beruhen und deswegen organische Dünnschicht (=Film)-Transistoren (OTFTs) genannt werden, in organischen Elektrolumineszenz-Displays zur Ansteuerung der organischen lichtemittierenden Dioden in den Pixeln Verwendung finden werden. Die OTFTs sind auch vielversprechende Kandidaten für molekulare Nanoelektronik. | 1 Anwendungsbereich…………………………………………..4 2 Normative Verweisungen…………………………………….4 3 Begriffe…………………………………………………………4 3.10 Formelzeichen und Abkürzungen………………………6 4 OTFT-Teststrukturen……………………………………….6 4.1 Typische OTFT-Bauelementstrukturen………………..6 4.2 Kontaktflächenlimitierte Dotierung von OTFTs........6 5 Vorgaben für das Datenformat.......................................7 Anhang A (informativ).....................................................9 A.1 Messergebnisse...........................................................9 A.1.1 Kontaktflächenlimitierte Dotierung in Bottom-Gate, Top-Kontakt-OTFTs................................9 A.1.2 Kontaktflächenlimitierte Dotierung in Bottom-Gate, Top-Kontakt-OTFTs...............................12 | Standarddokument | nano-spezifisch | 1
IEC 62607-5-2 | In Bearbeitung IEC/TS 62607-5-2 (113-84): | "Nanomanufacturing - Key control characteristics - Part 5-2: Thin-film organic/nano electronics - Measurement of alternating current characteristics" | IEC/TC 113 | In Bearbeitung: IEC stage code: PWI (2015-02) | Test-/Messmethoden |  |  | This part of IEC 62607 specifies a standard procedure for measuring AC characteristics as a stability test based on the measurement of frequency-dependent hysteresis in current - voltage characteristics of OTFTs. This standard also describes methods of reporting data and blank detail specifications on AC characteristics. This part of IEC 62607 includes: – definitions of terminology used in this document, – outlines of the sample structures and experimental procedures used to measure AC characteristics of OTFTs, – blank detail specification, and – references. | In Bearbeitung | Perinorm | nano-spezifisch | 1
IEC 62607-6-1 | In Bearbeitung IEC/TS 62607-6-1 Ed. 1.0 (113-75) | "Nanomanufacturing - Key control characteristics - Part 6-1: Graphene - Electrical characterization | IEC/TC 113 | In Bearbeitung: IEC stage code: PWI (2013-10) | Test-/Messmethoden |  |  | This part of IEC 62607 provides a standardized method for evaluating electrical properties of commercial graphene flakes to enable users to select a flake product suitable for their applications. | In Bearbeitung | Perinorm | nano-spezifisch | 1
IEC 62607-6-2 | In Bearbeitung | IEC/TS 62607-6-2 Ed. 1.0 (113-76): "Nanomanufacturing - Key control characteristics - Part 6-2: Graphene - Evaluation of the number of layers of graphene" | IEC/TC 113 | In Bearbeitung: IEC stage code: PWI (2013-10) | Test-/Messmethoden |  |  | Kurzreferat nicht vorhanden | In Bearbeitung | Perinorm | nano-spezifisch | 1
IEC 62607-6-3 | In Bearbeitung | IEC/TS 62607-6-3 Ed. 1.0 (113-77): "Nanomanufacturing - Key control characteristics - Part 6-3: Graphene – Characterization of graphene domains and defects" | IEC/TC 113 | In Bearbeitung: IEC stage code: PNW (2015-02) | Test-/Messmethoden |  |  | This Technical Specification provides the evaluation method of the graphene domains and defects for understanding the effect of the graphene domain size and distribution of defects on properties of graphene and enhancing the performance of high speed, flexible, and transparent devices using CVD graphene. It provides a facile, reliable method for preparing a sample and evaluating graphene domains and defects and sets guidelines of method for evaluating graphene domains and defects in order to be consistent throughout the research community and industry. | In Bearbeitung | Perinorm | nano-spezifisch | 1
IEC 62607-7-1 | In Bearbeitung IEC 62607-7-1 Ed. 1.0 (113-78): | "Nanomanufacturing- Key control characteristics - Part 7.1: Nano- enabled photovoltaics - Measurement of the electrical performance and spectral response of tandem cells" | IEC/TC 113 | In Bearbeitung: IEC stage code: PWI (2013-10) | Test-/Messmethoden |  |  | Kurzreferat nicht vorhanden | In Bearbeitung | Perinorm | nano-spezifisch | 1
IEC 62834 | IEC/TR 62834 | "IEC-Roadmap für Normung der Nanoelektronik" | IEC/TC 113 | Veröffentlicht: (2013-09) | sonstige |  |  | In IEC TC113 a survey on nano-electrotechnical standardization needs was initiated by the National Institute of Standards and Technology (NIST) in the USA to establish a strategy of standardization priorities regarding the nanoelectronics area. A TC 113 Project Team was then organized to build a “Nanoelectronics standards roadmap”. This document covers nanoscale devices and nanomaterials which will be in the market or are already commercialized for nanoelectronic applications. When selecting the devices and materials to be included in the roadmap, the Project Team considered their market size and the period of time needed for their technology development. Because most of the experts in TC 113 are from an electronics background, the first version (Part A) of this roadmap covers electronics and ICT (information and communication technology) rather than energy or convergence technologies. Regarding nanomaterials, roadmaps for carbon nanotubes (CNT), graphene, nanofibres, nanoparticles and quantum dots were established. For each material there are several detailed items that need to be standardized, including physical properties and characterization methods. Some of such standards are already under development in TC 113, such as IEC 62565-2-1 and IEC 62569. In the nanoelectronics device roadmap, nanoscale contacts, CNT interconnects, three-dimensional nanotransistors, nanoscale memory devices, and molecular devices were selected. Though the priority was on memory devices and new types of transistors, molecular devices were included in this version considering the impact of this technology. The time span of the roadmap is important in order to cover the technology which may be realized in a certain period of time. However, with regard to nanoelectronics development, little information on the average technology development period is available at this stage. Thus TC 113 set the span of the roadmap up until the year 2020 to show the starting point of standardization tasks and the end of activity. | FOREWORD .................................................................... 4 INTRODUCTION ............................................................ 6 1 Scope ............................................................................. 7 2 Background .................................................................... 8 2.1 General ....................................................................... 8 2.2 Classification of nanotechnology ................................ 9 2.2.1 General .................................................................... 9 2.2.2 Nanomaterials ......................................................... 9 2.2.3 Nanoscale devices .................................................... 9 2.2.4 Nano-biotechnology ................................................ 9 2.2.5 Nanofabrication process–Equip- & Measurement.......9 3 Current status and prospects ........................................... 9 3.1 Related markets ........................................................ .. 9 3.2 Technology development directions f. nanomaterials..10 3.2.1 General ................................................................... 10 3.2.2 World leading group status ...................................... 11 3.2.3 Nanopore materials ................................................ 12 3.2.4 Nanocomposite materials ....................................... 12 3.3 Overall technology status and prospects of nanoelectronic devices ......................................................12 4 Nanomaterials technology, scenario and standardization roadmap . ........................................................................ 13 4.1 Technology ............................................................... 13 4.1.1 Classification of nanomaterials ................................13 4.1.2 Standardization items of zero dimensional nanomaterials .................................................................. 14 4.1.3 Standardization items of one-dimensional nanomaterials .................................................................. 15 4.1.4 Standardization items of two-dimensional nanomaterials .................................................................. 16 4.1.5 Standardization items of three-dimensional nanomaterial ................................................................... 17 4.2 Scenarios.................................................................... 18 4.2.1 Scenario for nanoparticles (or nanopowders) ...........18 4.2.2 Scenario for quantum dots ...................................... 18 4.2.3 Scenario for carbon nanotubes ................................ 19 4.2.4 Scenario for nanowires ........................................... 20 4.2.5 Scenario for nanostructured thin films .................... 20 4.2.6 Scenario for sheet resistance characterization of CNT films ........................................................................ 21 4.2.7 Scenario for wear resistance and exposure test of CNT films ........................................................................ 21 4.2.8 Scenario for thermal characterization of CNT films..22 4.2.9 Scenario for graphene ................................... ......... 22 4.2.10 Scenario for nanopores.......................................... 23 4.2.11 Scenario for nanocomposite materials ................... 23 4.3 Roadmap of standardization of nanomaterials (2009-2020) ............................................................................... 24 5 Nanoelectronic devices technology, scenario & standardiz.roadmap ...........................................................24 5.1 Technology ............................................................... 24 5.1.1 Nanoscale non-volatile memory devices ..........................................................................................24 5.1.2 New nanomaterial or new nanostructure for nanoelectronic devices ......................................................24 5.1.3 Three-dimensional nanoscale transistors ........................ 24 5.1.4 Single electron transistors .................................... 25 5.1.5 Nanoscale logic devices ........................................ 25 5.1.6 interconnects .................................................. 25 5.1.7 Nanoscale magnetic devices...................................... 25 5.1.8 Molecular devices .............................................. 25 5.2 Scenario ......................................................... 25 5.2.1 Scenario for nanoscale non-volatile memory devices ............. 25 5.2.2 Scenario for nanostructure electronic materials ................ 26 5.2.3 Scenario for nanoscale interconnects (CNT) ......................26 5.2.4 Scenario for one-dimensional nanoscale transistors ............. 27 5.2.5 Scenario for three-dimensional nanoscale transistors ........... 27 5.2.6 Scenario for single electron transistors ....................... 28 5.2.7 Scenario f. key control characteristics of nanoscale logic devic.28 5.2.8 Scenario for molecular devices ................................. 28 5.3 Standardization roadmap of nanoelectronic devices (2009-2020) .... 28 Bibliography ......................................................... 32 | Standarddokument | nano-spezifisch | 1
IEC 62876-2-1 | In Bearbeitung IEC/TS 62876-2-1 Ed. 1.0: | "Nanotechnology - Reliability assessment - Part 2.1: Nano- enabled photovoltaic devices - Stability test" | IEC/TC 113 | In Bearbeitung: IEC stage code: ANW (2013-05) IEC voraussichtliche Veröffentlichung: (2016-12) | Test-/Messmethoden |  |  | This technical specification establishes a general stability testing program for nano-enabled photovoltaic devices. These devices are used as subassemblys for the fabrication of photovoltaic modules through combination with other components. The results of these tests define a stability under standardized degradation conditions for quantitative comparison through standardized methodologies and data assessment. The procedures outlined in this document were designed for NePV, but may be extended to serve as a guideline for other photovoltaic technologies as well. | In Bearbeitung | Perinorm | nano-spezifisch | 1
IEC 62860 | IEC 62860 (2013-08) Ed. 1.0 | Test methods for the characterization of organic transistors and materials", Prüfmethoden für die Charakterisierung organischer Transistoren und Materialien" | IEC/TC 113 | Veröffentlicht: (2013-08) | Test-/Messmethoden |  |  | Recommended methods and standardized reporting practices for electrical characterization of printed and organic transistors are covered. Due to the nature of printed and organic electronics, significant measurement errors can be introduced if the electrical characterization design-of-experiment is not properly addressed. This standard describes the most common sources of measurement error, particularly for high-impedance electrical measurements commonly required for printed and organic transistors. This standard also gives recommended practices in order to minimize and/or characterize the effect of measurement artifacts and other sources of error encountered while measuring printed and organic transistors. Keywords: electrical characterization, FET, flexible electronics, high impedance, nanocomposite, nanotechnology, OFET, organic electronics, organic transistor, printed electronics, printing, transistor | 1. Overview ....................................................................... 1.1 Scope ........................................................................... 1.2 Purpose ...................................................................... 1 1.3 Electrical characterization overview ............................ 2 2. Definitions, acronyms, and abbreviations ....................... 3 2.1 Definitions .................................................................. 3 2.2 Acronyms and abbreviations ........................................ 6 3. Standard OFET characterization procedures ................... 6 3.1 Device structures ......................................................... 6 3.2 Guidelines for the OFET characterization process ........ 7 3.3 Electrical standards ...................................................... 8 3.4 Reporting data.............................................................11 3.5 Environmental control and standards .........................13 Annex A (informative) Bibliography ................................14 Annex B (informative) IEEE List of Participants ............ 15 | Standarddokument | nano-spezifisch | 1
IEC 62860-1 | IEC 62860-1:2013 | "Prüfmethoden für die Charakterisierung von auf organischen Transistoren basierenden Ring-Oszillatoren" | IEC/TC 113 | Veröffentlicht: (2013-08) | Test-/Messmethoden |  |  | Recommended methods and standardized reporting practices for electrical characterization of printed and organic ring oscillators are covered. Due to the nature of printed and organic circuits, significant measurement errors can be introduced if the electrical characterization design-of-experiment is not properly addressed. This standard describes the most common sources of measurement error, particularly for high-impedance electrical measurements commonly required for printed and organic ring oscillators. This standard also gives recommended practices in order to minimize and/or characterize the effect of measurement artifacts and other sources of error encountered while measuring printed and organic ring oscillators. Keywords: electrical characterization, high-impedance printing, organic transistor, printed electronics, ring oscillator. | 1. Overview ....................................................................... 1 1.1 Scope ........................................................................... 1 1.2 Purpose ....................................................................... 1 1.3 Electrical characterization overview ............................ 1 2. Definitions, abbreviations and acronyms ....................... 4 2.1 Definitions .................................................................. 4 2.2 Acronyms .....................................................................4 3. Standard ring oscillator characterization procedures ........5 3.1 Circuit layout ............................................................... 5 3.2 Guidelines for the ring oscillator characterization process ...............................................................................5 3.3 Other applicable standards ........................................... 6 3.4 Reporting data.............................................................. 6 3.5 Environmental control and standards ....................... 10 Annex A (informative) Bibliography ............................... 11 Annex B (informative) IEEE List of Participants ............ 12 | Standarddokument | nano-spezifisch | 1
IEC 62622 | IEC/TS 62622:2012 DIN IEC/TS 62622 DIN SPEC 42622 TS | "Nanotechnologien - Beschreibung, Messung und dimensionale Qualitätsparameter von künstlichen Gittern" | IEC/TC 113 Deutsche Fassung durch: DKE/K 141 | Veröffentlicht: (2014-09-00) | Begriffe, Definition & Test-/Messmethoden |  |  | Das vorliegende Dokument spezifiziert eine generische Terminologie für die globalen und lokalen Qualitätsparameter von künstlichen Gittern, die als Abweichungen von den nominalen Positionen der Gitterstrukturen anzusehen sind. Das Dokument bietet auch eine Anleitung dafür, wie die Mess- und Auswertemethoden zur Bestimmung dieser Parameter kategorisiert werden können. | Nationales Vorwort……………………………………………..4 1 Anwendungsbereich…………………………………………..5 2 Normative Verweisungen……………………………………5 3 Begriffe…………………………………………………………6 3.1 Grundbegriffe………………………………………………..6 3.2 Begriffe für Gitter…………………………………………..8 3.3 Gittertypen………......................................................10 3.4 Begriffe für Qualitätsparameter von Gittern...............13 3.5 Kategorien von Messmethoden zur Charakterisierung von Gittern..........................................17 4 Symbole und Abkürzungen............................................18 5 Methoden zur Kalibrierung und Charakterisierung der Qualität von Gittern..................................................18 5.1 Überblick...................................................................18 5.2 Globale Methoden......................................................18 5.3 Lokale Methoden......................................................19 5.4 Hybridmethoden........................................................20 5.5 Vergleich der Methoden.............................................20 5.6 Andere Abweichungen von Gittermerkmalen.............21 5.7 Filteralgorithmen zur Charakterisierung der Gitterqualität...................................................................23 6 Dokumentation der Ergebnisse der Gittercharakterisierung....................................................24 6.1 Allgemein..................................................................24 6.2 Gitterspezifikationen.................................................24 6.3 Kalibrierungsverfahren...............................................24 6.4 Gitterqualitätsparameter............................................24 Anhang A (informativ) Hintergrundinformationen und Beispiele....................................................................25 Anhang B ( (informativ) Bravaisgitter.............................33 Literaturhinweise.............................................................36 | Standarddokument | nano-spezifisch | 1
IEC 62632 | IEC/TR 62632:2013 DIN IEC/TR 62632 DIN SPEC 42632 TR | "Nanoskalige elektrische Kontakte und Verbindungen" | IEC/TC 113 Deutsche Fassung durch: DKE/K 141 | Veröffentlicht: (2014-09-00) | Produktspezifikation |  |  | Dieser Technische Bericht beschreibt verschiedene nanoskalige Kontakte und Nanoverbindungen, die in der Forschung und Entwicklung und in aktuellen Produkten eingesetzt werden. | Nationales Vorwort……………………………………….……..3 Einleitung…………………………………………………….…...4 1 Anwendungsbereich……………………………………….…..7 2 Normative Verweisungen……………………………….……7 3 Begriffe…………………………………………………………7 4 Struktur des technischen Berichts…………………………..8 5 Analyse des Standes der Technik für nanoskalige Kontakte und Nanoverbindungen.....................................10 5.1 Nanoröhrchen und Nanodrähte..................................10 5.2 Via-Verbindungen mit Einsatz von CNTs und CNFs...15 5.3 (Laterale) Oberflächenverbindungen mit Einsatz von CNTs und CNFs...........................................17 5.4 Graphen....................................................................21 5.5 Organische Bauelemente...........................................27 5.6 Nanoskalige Kontakte zu GaAs - Funktionalität und Leistungsfähigkeit..............................27 5.7 Magnetische nanoskalige Kontakte...........................28 6 Satndardisierungsbedarf zur unterstützung der Kommerzialisierung........................................................29 7 Zusammenfassung........................................................30 Literaturhinweise............................................................32 | Standarddokument | nano-spezifisch | 1
IEC 62624 | IEC 62624:2009 DIN IEC 62624 | "Prüfmethoden für die Messung der elektrischen Eigenschaften von Kohlenstoff-Nanoröhren" | IEC/TC 113 Deutsche Fassung durch: K141 | Veröffentlicht: 2010-10 | Test-/Messmethoden |  |  | Diese Norm behandelt die für die Charakterisierung der elektrischen Eigenschaften von Kohlenstoff-Nanoröhren (CNTs) empfohlenen Methoden und standardisierte Formate für die Berichterstattung. Aufgrund der Natur der Kohlenstoff-Nanoröhren können signifikante Messfehler auftreten, wenn das Design des Messaufbaus nicht angemessen durchgeführt wird. Es werden die häufigsten Fehlerursachen beschrieben, besonders im Zusammenhang mit hochohmigen elektrischen Messungen, die normalerweise für CNTs erforderlich sind. Es werden Verfahren beschrieben, mit denen man Messartefakte ermitteln und minimieren kann, zusätzlich werden andere Fehlerquellen bei Messungen an CNTs beschrieben. Standardisierte Berichtsformate sind Teil der Norm, um die Fehler bei der Analyse von Berichtsdaten zu minimieren. | 1 Übersicht…………………………………………………….….4 1.1 Anwendungsbereich…………………………………….…..4 1.2 Zweck…………………………………………………………4 1.3 Übersicht über die elektrische Charakterisierung………4 2 Begriffe und Abkürzungen……………………………………8 2.2. Abkürzungen………………………………………………10 3 Eigenschaften von Nanoröhren....................................10 3.1 Einwand-Nanoröhren................................................11 3.2 Mehrwand-Nanoröhren.............................................11 4 Elektroden...................................................................11 4.1 Materialien................................................................11 4.2 Verfahren zur Herstellung von Elektroden.................12 4.3 Abmessungen.............................................................12 5 Bauelement-Charakterisierung......................................12 5.1 Architektur, Konstruktion.........................................12 5.2 Methoden für Prozesse und Fertigung.........................12 5.3 Standard-Charakterisierungsverfahren........................12 5.4 Kontrolle der Umgebungsbedingungen und Standards für Umgebungsbedingungen...............................16 Anhang A (informativ) Literaturhinweise........................17 | Standarddokument | nano-spezifisch | 1
IEC 62607-2-1 | IEC/TS 62607-2-1:2012 DIN IEC/TS 62607-2-1 DIN SPEC 42607-2-1 | "Nanofertigung - Schlüsselmerkmale - Teil 2-1: Materialien aus Kohlenstoff-Nanoröhren - Schichtwiderstand" | IEC/TC 113 Deutsche Fassung durch: DKE/K 141 | Veröffentlicht: (2014-05-00) | Produktspezifikation |  |  | IEC/TS 62607-2-1:2012(E) which is a technical specification, provides a standardized method for categorizing a grade of commercial carbon nanotubes in terms of their electrical properties to enable a user to select a carbon nanotube material suitable for his application. The method is intended to assess whether the delivered materials from different production batches of the same production process are comparable regarding electrical properties of the final product which are related to electrical conductivity. The correlation between the measured parameters by the proposed method and a relevant product performance parameter has to be established for every application. | Nationales Vorwort……………………………………………...3 Einleitung………………………………………………….………4 1 Anwendungsbereich………………………………....……...4 2 Begriffe, Akronyme und Abkürzungen………….……….4 2.1 Begriffe……………………………………………..….……..5 2.2 Akronyme und Abkürzungen………………...…….……..6 3 Methoden zur Herstellung der Proben..........................6 3.1 Allgemeines.................................................................6 3.2 Reagenzien..................................................................6 3.3 Herstellung der SWCNT- oder MWCNT-Schichten.....7 3.4 Herstellung von SWCNT- oder MWCNT-Bändchen....7 4 Messung des Schichtwiderstands von SWCNT- oder MWCNT-Schichten.............................................7 4.1 4-Punkt-Messung.........................................................7 4.2 4-Draht-Messung.........................................................8 5 Datenanalyse/ Interpretation der Ergebnisse................9 5.1 Schichtwiderstand von SWCNTs oder MWCNTs nach der 4-Punkt-Messung..........................................9 5.2 Schichtwiderstand von SWCNTs oder MWCNTs nach der 4-Draht-Messung.........................................10 Anhang A (informativ) Fallstudie....................................11 Literaturhinweise.............................................................14 | Standarddokument | nano-spezifisch | 1
IEC 62607-4-1 | (IEC/TS 62607-4-1:2014 DIN IEC/TS 62607-4-1 DIN SPEC 42607-4-1 TS | "Nanofertigung - Schlüsselmerkmale - Teil 4-1: Kathoden-Nanomaterialien für Lithium-Ionen-Batterien - Elektrochemische Charakterisierung, Methode der 2-Elektroden-Zelle" | IEC/TC 113 Deutsche Fassung durch: DKE/K 141 | Veröffentlicht: (2014-12-00) | Test-/Messmethoden & Materialspezifikation |  |  | Diese Technische Spezifikation der IEC bietet eine genormte Methode zur Bestimmung elektrochemischer Eigenschaften von Kathoden-Nanomaterialien von Lithium-Ionen-Batterien, damit der Kunde (1) entscheiden kann, ob ein Kathoden-Nanomaterial verwendbar ist oder nicht und um (2) ein Kathoden-Nanomaterial auszuwählen, das für seine Anwendung geeignet ist. | Nationales Vorwort………………………………………………3 Einleitung………………………………………………………….4 1 Anwendungsbereich……………………………………..…..5 2 Normative Verweisungen………………………..………...5 3 Begriffe, Akronyme und Abkürzungen…………….…….5 3.1 Begriffe................................………………………...……5 3.2 Akronyme und Abkürzungen………………………...……6 4 Methoden zur Methoden zur Vorbereitung der Proben..6 4.1 Allgemeines.................................................................6 4.2 Reagenzien..................................................................7 4.3 Vorbehandlung des Kathoden-Nanomaterials...............7 4.4 Präparation der Schraubzelle.......................................8 4.5 Zerlegung der Schraubzelle...........................................9 5 Messung der elektrochemischen Eigenschaften............9 5.1 Allgemeines................................................................9 5.2 Offene Klemmenspannung (OCV)...............................9 5.3 Potentiostatische elektrochemische Impedanz- Spektroskopie (EIS)....................................................9 5.4 Lade/Entlade-Experiment (IU-Ladeverfahren,CCCV).........................................10 6 Datenanalyse/ Interpretation der Ergebnisse..............10 6.1 Potential bei offenen Klemmen.................................10 6.2 Elekrochemische Impendanz-Spektroskopie..............10 6.3 IU-Ladeverfahren (CCCV) - Laden/Entladen..............10 Anhang A (informativ) Fallstudie....................................12 A.1 Vorbereitung der Prüflinge.........................................12 A.2 Ergebnisse einer LCO-Elektrode................................15 | Standarddokument | nano-spezifisch | 1
IEC 62607-4-2 | IEC 113/244/CD:2015 DIN IEC/TS 62607-4-2 DIN SPEC 42607-4-2 TS Entwurf | "Nanofertigung - Schlüsselmerkmale - Teil 4-2: Kathoden-Nanomaterialien für nanobasierte elektrische Energiespeicher - Physikalische Charakterisierung, Dichtemessung" | IEC/TC 113 Deutsche Fassung durch: DKE/K 141 | Veröffentlicht: (2015-11-00) | Test-/Messmethoden |  |  | Diese Technische Spezifikation spezifiziert ein Prüfverfahren zur Messung der Dichte von Kathoden-Nanomaterialien in Pulverform, die in elektrischen Energiespeicherbauelementen eingesetzt werden. | Nationales Vorwort ……………………………………………..3 Einleitung…………………………………………………………4 1 Anwendungsbereich…………………………………………..5 2 Normative Verweisungen…………………………………….5 3 Begriffe…………………………………………………………5 4 Probenpräparation…………………………………………...6 4.1 Sieben……………………………………….......................6 4.2 Trocknung..................................................................6 5 Pprüfmethoden..............................................................6 5.1 Stampfdichte...............................................................6 5.1.1 Verfahren.................................................................6 5.1.2 Messvorrichtung.......................................................6 5.1.3 Messschritte.............................................................6 5.1.4 Datenanalyse/Interpretation der Ergebnisse..............7 5.1.5 Wiederholgenauigkeit...............................................8 5.2 Walzdichte..................................................................8 5.2.1 Prinzip.....................................................................8 5.2.2 Messvorrichtung.......................................................8 5.2.3 Messchritte...............................................................8 5.2.4 Datenanalyse/Interpretation der Ergebnisse..............9 5.2.5 Wiederholgenauigkeit...............................................9 6 Messgenauigkeit.............................................................9 Prüfbericht........................................................................9 Anhang A (informativ) Fallstudie....................................11 A.1 Probenpräparation....................................................11 A.1.1 Schematische Darstellung einer Pressform für die Messung der Stampfdichte und der Walzdichte............11 A.1.2 Ergebnisse einer Stampfdichtenmessung für Lithiumphosphat-Nanomaterial.......................................13 Fallstudie zur Probenpräparation für die Walzdichtemessung..........................................................13 Literaturhinweise.............................................................15 | Standarddokument | nano-spezifisch | 1
IEC 62607-3-1 | DIN EN 62607-3-1 IEC 62607-3-1 N | "Nanofertigung. Schlüsselmerkmale. Lumineszierende Nanomaterialien. Quanteneffizienz" | IEC/TC 113 Deutsche Fassung durch: K141 | Veröffentlicht: (2014-12) | Test-/Messmethoden |  |  | Die Methode beschreibt die Vorgehensweise und die Qualitätssicherungsmaßnahmen bei der Durchführung von Messungen der Quanteneffizienz von lumineszierenden Nanomaterialien. | Vorwort……………………………………………..…..…….2 Einleitung……………………………………...……..………5 1 Anwendungsbereich…………………………………...…....6 2 Normative Verweisungen……………………………...…..6 3 Begriffe……………………………………………………….6 4 Allgemeine Bemerkungen zu Prüfverfahren…………....9 4.1 Allgemeines……….......................................................9 4.2 Umgebungsbedingungen................................................9 4.3 Lichtinduzierte Aufhellung und lichtinduzierte Bleichung..................................................................10 4.4. Lumineszenz von Verunreinigungen bei Wellenlängen <380 nm............................................10 4.5 Industrielle Hygiene..................................................10 5 Messung der relativen Quanteneffizienz von Nanomaterialien.......................................................10 5.1 Allgemeines..............................................................10 5.2 Prüfeinrichtung.........................................................11 5.3 Kalibrierung..............................................................12 5.4 Experimenteller Ablauf.............................................14 6 Messung der absoluten Quanteneffizienz von Nanomaterialien.........................................................17 6.1 Allgemeines...............................................................17 6.2 Prüfgerät...................................................................18 6.3 Kalibrierung...............................................................20 6.4 Probenpräparation.....................................................21 6.5 Experimenteller Ablauf..............................................21 7 Aussage zur Messunsicherheit......................................26 8 Prüfbericht..................................................................27 Anhang A (informativ) Temperatur-Quenching der Quanteneffizienz, Überlegungen zur Lichtmodulation, um Erhitzen der Probe zu vermeidemn und umdie optimalen Messbedingungen zu erreichen..........................28 Literaturhinweise..............................................................31 Anhang ZA (informativ) Normative Verweisungen auf internationale Publikationen mit ihren entsprechenden europäischen Publikationen.....................33 | Standarddokument | nano-spezifisch | 1
IEC 80004-10 | IEC 113/209/CD:2013 DIN IEC/TS 80004-10 DIN SPEC 44004-10 | Nanotechnologies - Vocabulary - Part 10: Nano-enabled photonic products and systems (IEC 113/209/CD:2013) Deutsche Fassung: "Nanotechnologien - Wörterbuch - Teil 10: Nanobasierte photonische Produkte und Systeme" | IEC/TC 113 Deutsche Fassung: DKE/K 141 | Veröffentlicht: (2014-06-00) | Begriffe, Definition |  |  | Diese Technische Spezifikation liefert eine Terminologie für Produkte und Systeme, deren wesentliche Funktionalität auf Nanomaterialen beruht und die photonische Eigenschaften aufweisen. Sie soll die Kommunikation zwischen Organisationen und Einzelpersonen in der Industrie und denen, die mit ihnen interagieren, erleichtern. | Nationales Vorwort…………………………………………….3 Einleitung………………………………………………………..4 1 Anwendungsbereich………………………………………….4 2 Normative Verweisungen……………………………………4 3 Begriffe………………………………………………………..5 Literaturhinweise……………………………………………….8 Stichwortverzeichnis…………………………......................9 | Standarddokument | nano-spezifisch | 1
IEC 80004-9 | IEC/TS 80004-9 Ed. 1.0 DIN IEC/TS 80004-9 DIN SPEC 44004-9 | Nanotechnologies - Vocabulary - Part 9: Nano-enabled electrotechnical products and systems (IEC 113/210/CD:2013) Deutsche Fassung: "Nanotechnologien - Wörterbuch - Teil 9: Nanobasierte elektrotechnische Produkte und Systeme" | IEC/TC 113 Deutsche Fassung: DKE/K 141 | Veröffentlicht: (2014-06-00) | Begriffe, Definition |  |  | Die vorliegende Technische Spezifikation liefert eine Terminologie für elektrotechnische Produkte und Systeme, deren wesentliche Funktionalität auf Nanomaterialen beruht. Sie soll die Kommunikation zwischen Organisationen und Einzelpersonen in der Industrie und mit Nanotechnologie befassten Personen erleichtern. Dies ist insbesondere deshalb nötig, weil die dynamische Technologie der Nanomaterialien eine Vielzahl von neuen wissenschaftlichen und technischen Begriffen mit oft mehrdeutigen Definitionen hervorbringt. Von daher werden in dieser Technischen Spezifikation Begriffe und Definitionen zusammengestellt, die von Technikern und Wissenschaftlern auf dem Gebiet der Nanotechnologie benötigt werden, um zu einem einheitlichen gemeinsamen Verständnis zu kommen. | Nationales Vorwort…………………………………………….3 Einleitung………………………………………………………..4 1 Anwendungsbereich………………………………………….4 2 Normative Verweisungen……………………………………4 3 Begriffe………………………………………………………..5 Literaturhinweise………………………………………….….16 Stichwortverzeichnis…………………………....................17 | Standarddokument | nano-spezifisch | 1
IEC 62659 | IEC 113/171/CD:2012 DIN IEC 62659 | "Nanofertigung - Großtechnische Produktion von Nanoelektronik" | IEC/TC 113/171 Deutsche Fassung durch: DKE/K 141 | Veröffentlicht: (2013-09-00) | sonstige |  |  | Diese Norm schafft einen Rahmen für die Einführung der Massenfertigung von Nanoelektronik in Halbleiterfabriken durch die Einbindung von Nanomaterialien (z. B. CNT, Graphen, Quantenpunkte usw.). Seit Halbleiterfabriken neue Methoden einsetzen müssen, um weiterhin hohe Gewinne zu erwirtschaften, sind sehr strenge Anforderungen an die Produktionsprozesse einzuhalten. Nanomaterialien stellen in Halbleiterfabriken einen möglichen Kontaminationsstoff dar und müssen daher strukturiert und methodisch einführt werden. | Einleitung ...........................................................................4 1 Anwendungsbereich ........................................................ 4 2 Normative Verweisungen ................................................ 4 3 Begriffe .......................................................................... 5 4 Abkürzungen ...................................................................8 5 Einbringung von Nanomaterialien in die Elektronikfertigung ........................................................... 8 5.1 Erwerb von Rohmaterial .............................................. 9 5.2 Materialverarbeitung ..................................................10 5.3 Design ....................................................................... 10 5.4 Herstellung .................................................................10 5.5 Prufungen ...................................................................11 5.6 Endverwendung ...........................................................11 6 Sicherheit und Umweltfragen .........................................11 Literaturhinweise ..............................................................11 | Standarddokument | nano-spezifisch | 1
IEC 62607-4-3 | IEC 113/213/CD:2014 DIN IEC/TS 62607-4-3 DIN SPEC 42607-4-3 TS Entwurf | "Nanofertigung - Schlüsselmerkmale - Teil 4-3: Nanobasierte elektrische Energiespeicher - Messung des spezifischen Kontakt- und Beschichtungswiderstands für Nanomaterialien" (IEC 113/213/CD:2014) | IEC/TC 113/213 Deutsche Fassung durch: DKE/K 141 | Veröffentlicht: (2014-11-00) | Test-/Messmethoden |  |  | Diese Technische Spezifikation der IEC stellt eine standardisierte Methode zur Messung des spezifischen Kontakt- und Beschichtungswiderstands von Elektrodenbeschichtungen für nanobasierte Elektroden bereit. | Nationales Vorwort…………………………………….……….3 Einleitung………………………………………………………..4 1 Anwendungsbereich…………………………………………..5 2 Normative Verweisungen……………………………………5 3 Begriffe, Akronyme und Abkürzungen……………………5 3.1 Begriffe………………………………………………………5 3.2 Abkürzungen………....................................................6 4 Methoden zur Probenpräparation..................................6 4.1 Allgemeines................................................................6 4.2 Reagenzien.................................................................6 4.3 Präparation der Proben für die Elektroden- nanomaterialprüfung.........................................................7 5 Messung der elektrischen Eigenschaften.........................8 5.1 Allgemeines................................................................8 5.2 Spezifischer Beschichtungswiderstand....................................................8 5.3 Spezifischer Kontaktwiderstand...................................9 6 Datenanalyse/Interpretation der Ergebnisse....................9 6.1 Spezifischer beschichtungswiderstand...........................9 6.2 Spezifischer Kontaktwiderstand.................................10 Literaturhinweise.............................................................11 Anhang A (informativ) Fallstudie....................................12 | Standarddokument | nano-spezifisch | 1
IEC 62607-6-4 | IEC/TS 62607-6-4 (113-82): DIN IEC/TS 62607-6-4 DIN SPEC 42607-6-4 | Nanomanufacturing - Key control characteristics - Part 6-4: Graphene - Non-contact conductance measurement using resonant cavity | IEC/TC 113/269 Deutsche Fassung durch: DKE/K 141 | Veröffentlicht: (2016-01-00) | Test-/Messmethoden |  |  | Dieser Teil der Normenreihe IEC 62607 beschreibt ein Verfahren zur Bestimmung der Oberflächenleitfähigkeit von 2D ein- oder mehrlagigen atomar dünnen Nano-Kohlenstoff-Graphen-Strukturen. Diese sind durch chemische Gasphasenabscheidung (CVD, en: chemical vapour deposition) synthetisiert, epitaktisch auf Siliziumcarbid (SiC) aufgewachsen, aus reduziertem Graphenoxid (rGO) gewonnen oder aus Graphit mechanisch exfoliert. Die Messungen werden in einer Konfiguration eines mit Luft gefüllten, handelsüblichen Rechteckwellenleiters R100 (WR-90) bei einer der Resonanzfrequenzmoden im X-Band, üblicherweise bei 7 GHz, durchgeführt. | Nationales Vorwort…………………………………………..….3 Einleitung……………………………………………………..…..4 1 Anwendungsbereich…………………..………………….…...5 2 Normative Verweisungen……………………………….…...5 3 Begriffe…………………………………………………………5 4 Mikrowellenkamerprüfvorrichtung………………………..7 5 Prüfling.........................................................................8 6 Messverfahren...............................................................8 7 Berechnung der Oberflächenleitfähigkeit.......................9 8 Prüfbericht...................................................................10 9 Anmerkungen...............................................................11 10 Betrachtung zur Messgenauigkeit................................11 Anhang A (informativ) Fallstudie zur Messung der Oberflächengenauigkeit von SL- und ML-Graphen...........13 A.1 Allgemein.................................................................13 A.2 Kammerstörungsprozedur..........................................13 A.3 Experimental............................................................14 A.4 Ergebnisse.................................................................14 A.5 Oberflächenleitfähigkeit von SL- und ML-Graphen...15 A6 Zusammenfassung......................................................16 Literaturhinweise.............................................................17 | Standarddokument | nano-spezifisch | 1
ISO 14577-1 | ISO 14577-1:2015 DIN EN ISO 14577-2:2015-11 | Metallische Werkstoffe - Instrumentierte Eindringprüfung zur Bestimmung der Härte und anderer Werkstoffparameter - Teil 1: Prüfverfahren | ISO/TC 164/ Deutsche Fassung durch: DIN NA 062 Normenausschuss Materialprüfung (NMP). | Veröffentlicht: (2015-11-00) | Test-/Messmethoden |  |  | In diesem Teil der ISO 14577 wird ein Verfahren zur Prüfung von Beschichtungen festgelegt, das insbesondere zur Prüfung dünner Beschichtungen im Nano bzw. Mikrobereich anwendbar ist. Die Anwendung dieses Verfahrens aus diesem Teil der ISO 14577 ist jedoch nicht erforderlich, wenn die Eindringtiefe einen so geringen Anteil der Beschichtungsdicke ausmacht, dass in jedem möglichen Fall ein Trägereinfluss vernachlässigt werden kann und die Beschichtung als Vollmaterial betrachtet werden kann. Die Grenzen für diese Fälle sind angegeben. Dieses Prüfverfahren ist auf die Prüfung von Einzelschichten beschränkt, wenn der Eindruck senkrecht zur Oberfläche des Probekörpers erfolgt; gradierte Beschichtungen oder Beschichtungen aus mehreren Schichten können jedoch auch im Querschnitt gemessen werden, wenn die Dicke der einzelnen Schichten oder der Stufungen größer ist als die räumliche Auflösung des Eindringvorgangs. Das Prüfverfahren ist auf keinen bestimmten Werkstofftyp beschränkt. Der Anwendungsbereich dieses Teils der ISO 14577 umfasst metallische, nicht metallische und organische Beschichtungen. Bei dem Verfahren wird angenommen, dass die Eigenschaften der Beschichtung unabhängig von der Eindringtiefe sind. Komposit-Überzüge sind als homogen anzusehen, wenn die Strukturgröße kleiner als die Größe des Eindrucks ist. Die Anwendung dieses Teils der ISO 14577 ist bezüglich der Härtemessung nur möglich, wenn der Eindringkörper eine Pyramide oder ein Kegel mit einem Spitzenradius, der klein genug ist, damit eine plastische Verformung in der Beschichtung auftritt. Die Härte von viskoelastischen Werkstoffen oder Werkstoffen, die ein bedeutendes Kriechen aufweisen, wird erheblich von der Dauer der Prüfungs-durchführung beeinflusst. ANMERKUNG 1 ISO 14577 1, ISO 14577 2 und ISO 14577 3 legen die Durchführung der instrumentierten Eindringprüfung von Vollmaterialien über alle Kraft und Wegbereiche fest. ANMERKUNG 2 Die hier durchgeführte Auswertung lässt keinerlei Aufwölbung oder Einsinken des Eindrucks zu. Der Einsatz eines Atomkraftmikroskops (en: Atomic Force Microscope, AFM) zur Bewertung der Eindruckform ermöglicht die Bestimmung der möglichen Aufwölbung oder Einsenkung der Oberfläche um den Eindruck herum. Diese Oberflächeneffekte führen bei der Auswertung zur Unterschätzung (Aufwölbung) oder Überschätzung (Einsenkung) der Kontaktfläche und können die Messergebnisse somit beeinflussen. Eine Aufwölbung entsteht allgemein bei vollständig kaltverfestigten Materialien. Eine Aufwölbung von weichen, duktilen Materialien ist bei dünneren Beschichtungen aufgrund der eingeschränkten Spannungen im Bereich der plastischen Verformung in der Beschichtung wahrscheinlicher. Berichten zufolge führt das aufgewölbte Material bei der Bestimmung der Härte zu einem tatsächlichen Anstieg der Kontaktfläche, bei der Bestimmung des Eindringmoduls ist dieser Effekt jedoch schwächer, da sich das aufgewölbte Material weniger steif verhält [1], [2].* | E uropean foreword ............................................................3 Introduction .......................................................................4 1 Scope ..............................................................................5 2 Normative references ......................................................5 3 Symbols and designations ................................................6 4 Principle .........................................................................8 5 Testing machine .............................................................8 6 Test piece .......................................................................9 7 Procedure.........................................................................9 8 Uncertainty of the results ..............................................12 9 Test report ....................................................................13 Annex A (normative) Materials parameters determined from the force/indentation depth data set .........................15 Annex B (informative) Types of control use for the indentation process ..........................................................28 Annex C (normative) Machine compliance and indenter area function ...................................................................29 Annex D (informative) Notes on diamond indenters .........31 Annex E (normative) Influence of the test piece surface roughness on the accuracy of the results ...........................32 Annex F (informative) Correlation of indentation hardness HIT to Vickers hardness .....................................33 Annex G (normative) Drift and creep rate determination....................................................................35 Annex H (informative) Estimation of uncertainty of the calculated values of hardness and materials parameters .....37 Annex I (normative) Calculation of radial displacement correction .........................................................................47 Perinorm-Link: https://secure.beuth.de/cmd%3Bjsessionid=JKW1BYAVFZX7RU3WSX0VC6MV.2?workflowname=infoInstantdownload&docname=2055269&contextid=beuth&servicerefname=beuth&ixos=toc | Standarddokument | Prüfmethode relevant auch für Nanobeschichtungen | 1
ISO 20341 | ISO 20341:2003 | Surface chemical analysis. Secondary-ion mass spectrometry. Method for estimating depth resolution parameters with multiple delta-layer reference materials | ISO/TC 201 | Veröffentlicht: 2003-07-15 | Test-/Messmethoden |  |  | ISO 20341:2003 specifies procedures for estimating three depth resolution parameters, viz the leading-edge decay length, the trailing-edge decay length and the Gaussian broadening, in SIMS depth profiling using multiple delta-layer reference materials. It is not applicable to delta-layers where the chemical and physical state of the near-surface region, modified by the incident primary ions, is not in the steady state. | 1 Scope ............................................................................. 1 2 Normative references ......................................................1 3 Symbols ...........................................................................1 4 Requirements for multiple delta-layer reference materials .............................................................................1 5 Procedures .......................................................................2 6 Test report ......................................................................3 Annex A (normative) Simpler options of estimating SIMS depth resolution parameters ......................4 Bibliography .......................................................................5 | Standarddokument | Oberflächenanalytik mit Bezug zur Nanotechnologie | 1
ISO 20903 | ISO 20903:2011 | Chemische Analytik an Oberflächen. Augerelektronen-Spektroskopie und Röntgenphotoelektronen-Spektroskopie. Methoden für die Bestimmung von Peak-Intensitäten und erforderliche Angaben hierüber im Ergebnisbericht | ISO/TC 201 | Veröffentlicht: 2011-11-30 | Test-/Messmethoden |  |  | An important feature of Auger electron spectroscopy (AES) and X-ray photoelectron spectroscopy (XPS) is the ability to obtain a quantitative analysis of the surface region of a solid sample. Such an analysis requires the determination of the intensities of spectral components. This International Standard specifies the necessary information required in a report of analytical results based on measurements of the intensities of peaks in Auger electron and X-ray photoelectron spectra. Information on methods for the measurement of peak intensities and on uncertainties of derived peak areas is also provided. | Foreword .......................................................................... iv Introduction ...................................................................... v 1 Scope ..............................................................................1 2 Normative references ......................................................1 3 Terms and deﬁnitions ......................................................1 4 Symbols and abbreviated terms ........................................1 5 Methods for peak-intensity determination — Direct spectrum ........................................................................... 1 5.1 General ........................................................................1 5.2 Selection and subtraction of an inelastic background .......................................................................................... 3 5.3 Measurement of peak intensity ................................... 3 5.4 Measurement of a peak intensity with computer software ............................................................. 4 5.5 Measurement of peak intensities for a spectrum with overlapping peaks ....................................... 5 5.6 Uncertainty in measurement of peak area ................... 5 6 Methods for peak intensity determination — Auger-electron differential spectrum ............................................ 6 6.1 General ........................................................................ 6 6.2 Measurement of Auger-electron differential intensity .......................................................................................... 6 6.3 Uncertainties in measurement of Auger-electron differential intensity ......................................................... 7 7 Reporting of methods used to measure peak intensities ...8 7.1 General requirements .................................................. 8 7.2 Methods used to determine peak intensities in direct spectra ................................................ 8 7.3 Methods used to obtain and determine peak intensities in Auger-electron differential spectra................................................................................ 9 Annex A (informative) Instrumental effects on measured intensities ........................................................................ 10 Annex B (informative) Useful integration limits for determination of peak intensities in XPS spectra ..................................................................11 Bibliography .................................................................... 13 | Standarddokument | Oberflächenanalytik mit Bezug zur Nanotechnologie | 1
ISO 21270 | ISO 21270:2004 | Chemische Oberflaechenanalyse. Roentgenphotoelektronen- und Augerelektronen-Spektrometer. Linearitaet der Intensitaetsskala | ISO/TC 201 | Veröffentlicht: 2004-06-01 | Test-/Messmethoden |  |  | ISO 21270:2004 specifies two methods for determining the maximum count rate for an acceptable limit of divergence from linearity of the intensity scale of Auger and X-ray photoelectron spectrometers. It also includes methods to correct for intensity non-linearities so that a higher maximum count rate can be employed for those spectrometers for which the relevant correction equations have been shown to be valid. | Foreword ......................................................................... iv Introduction ......................................................................v 1 Scope ............................................................................. 1 2 Normative reference .......................................................1 3 Symbols ..........................................................................1 4 Outline of the methods ...................................................2 5 When to use this International Standard ......................... 2 6 Procedure for evaluating the intensity linearity .............. 2 6.1 The samples .................................................................2 6.2 Preparing the copper sample ........................................3 6.3 Preparing the stainless-steel sample or sample holder ................................................................................ 3 6.4 Choosing the spectrometer settings for which the intensity linearity measurement is required .........................3 6.5 Operating the instrument ..............................................3 6.6 Measurement of the intensity scale linearity by varying the source flux ...................................................4 6.7 Determination of the intensity scale linearity by varying the source flux ...................................................4 6.8 Measurement of the intensity scale linearity in XPS using the spectrum ratio method for systems with two or more but less than 30 X-ray source emission current settings ..................................................................6 6.9 Determination of the intensity scale linearity in XPS using the spectrum ratio method for systems with two or more but less than 30 X-ray source emission current settings .................................................................. 7 6.10 Completing the analysis ............................................ 9 Annex A (informative) Example results of linearity measurements using the spectrum ratio method (the second method) ....................................................... 10 Bibliography .....................................................................13 | Standarddokument | Oberflächenanalytik mit Bezug zur Nanotechnologie | 1
ISO 22048 | ISO 22048:2004 | Chemische Analytik an Oberflaechen. Informations-Format fuer die Sekundaerionen-Massenspektrometrie | ISO/TC 201 | Veröffentlicht: 2004-08-15 | Test-/Messmethoden |  |  | ISO 22048:2004 provides a digital format to store, and transfer between computers, in a compact way, important calibration and instrumental-parameter data necessary to make effective use of spectral-data files from static SIMS instruments. This format is designed to supplement the data transfer format specified in ISO 14976. | Foreword ....................................................................... iv Introduction ................................................................... v 1 Scope ............................................................................1 2 Normative references ....................................................1 3 Terms, definitions and conventions ..............................1 4 Symbols (and abbreviated terms) ...................................1 5 Description of information format .............................. 2 5.1 General ..................................................................... 2 5.2 Additional rules and deﬁnitions ..................................3 5.3 The format .............................................................. 4 5.3.1 Content of the information format ........................4 5.3.2 Definition of items in the format ........................... 5 Annex A (informative) Examples of formatted data ....... 7 A1 Example of data acquired using a time-of-ﬂight mass spectrometer .......................................................... 7 A.2 Example of data acquired using a magnetic sector mass spectrometer .............................................. .. 8 A.3 Example of data acquired using a quadrupole mass spectrometer .............................................. .................... 8 Bibliography ................................................................. 1O | Standarddokument | Oberflächenanalytik mit Bezug zur Nanotechnologie | 1
ISO 22335 | ISO/TR 22335:2007 | Chemische Analytik an Oberflächen. Tiefenprofilanalyse. Messung der Ionenstrahlzerstäubungs-Geschwindigkeit mittels der Gitter-Kopiermethode mit dem mechanischen Stylus Profilometer | ISO/TC 201 | Veröffentlicht: 2007-08-31 | Test-/Messmethoden |  |  | ISO/TR 22335:2007 describes a method for determining ion-sputtering rates for depth profiling measurements with Auger electron spectroscopy (AES) and X‑ray photoelectron spectroscopy (XPS) where the specimen is ion-sputtered over a region with an area between 0,4 mm2 and 3,0 mm2. The Technical Report is applicable only to a laterally homogeneous bulk or single-layered material where the ion-sputtering rate is determined from the sputtered depth, as measured by a mechanical stylus profilometer, and sputtering time. The Technical Report provides a method to convert the ion-sputtering time scale to sputtered depth in a depth profile by assuming a constant sputtering velocity. This method has not been designed for, or tested using, a scanning probe microscope system. It is not applicable to the case where the sputtered area is less than 0,4 mm2 or where the sputter-induced surface roughness is significant compared with the sputtered depth to be measured. | Foreword ........................................................................iv Introduction ................................................................... v 1 Scope ........................................................................... 1 2 Terms and definitions ................................................... 1 3 Symbols and abbreviated terms ...................................... 2 4 Principle ...................................................................... 2 5 Procedure ..................................................................... 2 5.1 Generating the replica pattern ................................... 2 5.2 Measurement of sputtered crater depth using a stylus profilometer ........................................................ 8 5.3 Estimation of sputtering rate ................................... 11 6 Summary of round-robin results .................................. 11 Annex A (informative) Geometry of specimen surface and ion gun ..................................................... .. 12 Annex B (informative) Dependance of replica patterns on mesh-opening size ...................................... 15 Bibliography ................................................................. 18 | Standarddokument | Oberflächenanalytik mit Bezug zur Nanotechnologie | 1
ISO 23812 | ISO 23812:2009 | Surface chemical analysis. Secondary-ion mass spectrometry. Method for depth calibration for silicon using multiple delta-layer reference materials | ISO/TC 201 | Veröffentlicht: 2009-04-15 | Test-/Messmethoden |  |  | SO 23812:2009 specifies a procedure for calibrating the depth scale in a shallow region, less than 50 nm deep, in SIMS depth profiling of silicon, using multiple delta-layer reference materials. It is not applicable to the surface-transient region where the sputtering rate is not in the steady state. It is applicable to single-crystalline silicon, polycrystalline silicon and amorphous silicon. | Foreword .........................................................................iv Introduction ....................................................................v 1 Scope ............................................................................1 2 Normative references ....................................................1 3 Terms and definitions ...................................................1 4 Symbols and abbreviated terms ......................................1 5 Requirements on multiple delta-layer reference materials ..........................................................................3 6 Measurement procedures ...............................................3 7 Calibration procedures ...................................................4 7.1 Principle of calibration ...............................................4 7.2 Determination of sputtering rate for reference material ............................................................................5 7.3 Calibration of the depth scale for test specimens ........7 7.4 Uncertainty in calibrated depth ..................................8 8 Expression of results .....................................................8 8.1 Calibration under the same sputtering conditions as used for the reference material .....................................8 8.2 Calibration using a sputtering rate different from that of the test specimen .........................................9 8.3 Calibration with respect to concentration ...................9 9 Test report ....................................................................9 Annex A (informative) Projected range of oxygen-ion in silicon ......................................................10 Annex B (informative) Estimations of peak shifts due to atomic mixing ......................................................11 Annex C (informative) Estimations of peak shift due to peak coalescence ..................................................14 Annex D (informative) Derivation of uncertainty ..........17 Bibliography ...................................................................19 Perinorm-Link: https://secure.beuth.de/cmd%3Bjsessionid=AQZIISI8RMOSBGPFPKT8P4YV.4?workflowname=infoInstantdownload&docname=1528659&contextid=beuth&servicerefname=beuth&ixos=toc | Standarddokument | Oberflächenanalytik mit Bezug zur Nanotechnologie | 1
ISO 23830 | ISO 23830:2008 | Chemische Analytik an Oberflächen. Sekundärionenmassenspektrometrie. Wiederholpräzision und Konstanz der relativen Intensitätsskala bei der statischen Sekundärionenmassenspektrometrie | ISO/TC 201 | Veröffentlicht: 2008-11-00 | Test-/Messmethoden |  |  | ISO 23830:2008 specifies a method for confirming the repeatability and constancy of the positive-ion relative-intensity scale of static secondary-ion mass spectrometers, for general analytical purposes. It is only applicable to instruments that incorporate an electron gun for charge neutralization. It is not intended to be a calibration of the intensity/mass response function. That calibration may be made by the instrument manufacturer or another organization. The present method provides data to confirm the constancy of relative intensities with instrument usage. Guidance is given on some of the instrument settings that may affect this constancy. | Foreword ....................................................................... iv Introduction .................................................................... v 1 Scope ......................................................................... ..1 2 Symbols and abbreviations .............................................1 3 Outline of method .........................................................2 4 Method for conﬁrming the repeatability and constancy of the intensity scale .................................... ..3 4.1 Obtaining the reference sample ..................................3 4.2 Preparation for mounting the sample .........................3 4.3 Mounting the sample .................................................4 4.4 Choosing the spectrometer settings for which intensity stability is to be determined ...............................4 4.5 Operating the instrument ...........................................4 4.6 Measurements of the intensity and its repeatability ....6 4.7 Calculating the intensity repeatability ........................7 4.8 Procedure for the regular determination of the constancy of the relative-intensity scale ....................... ..9 4.9 Next calibration .......................................................10 Annex A (informative) Example of suitable operating conditions for static SIMS ........................................... ..11 Bibliography ..................................................................12 | Standarddokument | Oberflächenanalytik mit Bezug zur Nanotechnologie | 1
ISO 24236 | ISO 24236:2005 | Chemische Analytik an Oberflaechen. Augerelektronen-Spektroskopie. Wiederholpraezision und Konstanz der Intensitaetsskala | ISO/TC 201 | Veröffentlicht: 2005-04-15 | Test-/Messmethoden |  |  | ISO 24236:2005 specifies a method for evaluating the constancy and repeatability of the intensity scale of Auger electron spectrometers, for general analytical purposes, using an electron gun with a beam energy of 2 keV or greater. It is only applicable to instruments that incorporate an ion gun for sputter cleaning. It is not intended to be a calibration of the intensity/energy response function. That calibration may be made by the instrument manufacturer or other organization. The present procedure provides data to evaluate and confirm the accuracy with which the intensity/energy response function remains constant with instrument usage. Guidance is given on some of the instrumental settings that may affect this constancy. | Foreword ....................................................................... iv Introduction .................................................................... v 1 Scope ............................................................................1 2 Symbols ........................................................................1 3 Outline of method ....................................................... 2 4 Method for evaluating the repeatability and constancy of the intensity scale ...................................... 2 4.1 Obtaining the reference sample ................................. 2 4.2 Mounting the sample ................................................ 3 4.3 Cleaning the sample .................................................. 3 4.4 Choosing the spectrometer settings for which intensity stability is to be determined .............................. 4 4.5 Operating the instrument .......................................... 5 4.6 Options for initial or subsequent evaluation measurements ................................................................. 5 4.7 Measurements for the intensity and repeatability ..... 5 4.8 Calculating the peak intensities, intensity ratios and uncertainties ................................................................... 7 4.9 Procedure for the regular evaluation of the constancy of the intensity scale ...................... ............... 8 4.10 Next evaluation ....................................................... 9 Annex A (informative) Example of calculations and measurements of the intensity repeatability for a commercial Auger electron spectrometer .............. 10 Bibliography ................................................................. 14 | Standarddokument | Oberflächenanalytik mit Bezug zur Nanotechnologie | 1
ISO 24237 | ISO 24237:2005 | Chemische Analytik an Oberflaechen. Roentgenphotoelektronen-Spektroskopie. Wiederholpraezision und Konstanz der Intensitaetsskala | ISO/TC 201 | Veröffentlicht: 2005-06-00 | Test-/Messmethoden |  |  | ISO 24237:2005 specifies a method for evaluating the repeatability and constancy of the intensity scale of X-ray photoelectron spectrometers, for general analytical purposes, using unmonochromated Al or Mg X-rays or monochromated Al X-rays. It is only applicable to instruments that incorporate an ion gun for sputter cleaning. It is not intended to be a calibration of the intensity/energy response function. That calibration may be made by the instrument manufacturer or other organization. The present procedure provides data to evaluate and confirm the accuracy with which the intensity/energy response function remains constant with instrument usage. Guidance is given on some of the instrument settings that may affect this constancy. | Foreword .......................................................................... iv Introduction ...................................................................... v 1 Scope ............................................................................. 1 2 Symbols and abbreviations .............................................. 1 3 Outline of method .......................................................... 2 4 Method for evaluating the repeatability and constancy of the intensity scale ......................................... 2 4.1 Obtaining the reference sample .................................... 2 4.2 Mounting the sample ................................................... 3 4.3 Cleaning the sample ..................................................... 3 4.4 Choosing the spectrometer settings for which intensity stability is to be determined ................................. 4 4.5 Operating the instrument ............................................ 5 4.6 Options for initial or subsequent evaluation measurements .................................................................... 5 4.7 Measurements for the intensity and repeatability ......... 5 4.8 Calculating the peak area intensities, intensity ratios and uncertainties ...................................................... 6 4.9 Procedure for the regular evaluation of the constancy of the intensity scale ........................................ 7 4.10 Next evaluation ......................................................... 7 Annex A (informative) Example of calculations and measurements of the intensity repeatability for a commercial X-ray photoelectron spectrometer using unmonochromated Mg Ka X-rays ................................................................... 9 Bibliography .................................................................... 12 | Standarddokument | Oberflächenanalytik mit Bezug zur Nanotechnologie | 1
ISO 13096 | In Bearbeitung ISO/CD TR 13096 | Surface chemical analysis -- Scanning-probe microscopy -- Guidelines for the description of AFM probe properties | ISO/TC 201 /SC 9 | In Bearbeitung Stage: 30.00 (2014-09-30) | Test-/Messmethoden, Produktspezifikation |  |  | Kurzreferat nicht vorhanden |  | Liaison-Report TC 201 | Oberflächenanalytik mit Bezug zur Nanotechnologie | 1
ISO 10810 | ISO 10810:2010 | Chemische Oberflächenanalyse. Röntgenphotoelektronen-Spektroskopie. Leitfaden für die Analyse | ISO/TC 201 Chemische Oberflächenanalyse | Veröffentlicht: 2010-12-31 | Test-/Messmethoden |  |  | X-ray photoelectron spectroscopy (XPS) is used extensively for the surface analysis of materials. Elements in the sample (with the exception of hydrogen and helium) are identified from comparisons of the measured binding energies of their core levels with tabulations of those energies for the different elements. This International Standard is intended to aid the operators of X-ray photoelectron spectrometers in their analysis of typical samples. It takes the operator through the analysis from the handling of the sample and the calibration and setting-up of the spectrometer to the acquisition of wide and narrow scans and also gives advice on quantification and on preparation of the final report. | Foreword ........................................................................ iv Introduction .....................................................................v 1 Scope ............................................................................1 2 Normative references ....................................................1 3 Terms and deﬁnitions ....................................................1 4 Symbols and abbreviations .............................................1 5 Overview of sample analysis ..........................................2 6 Specimen characterization .............................................4 6.1 General .......................................................................4 6.2 Specimen forms ..........................................................4 6.3 Material types ............................................................6 6.4 Handling and mounting of specimens ..........................7 6.5 Specimen treatments ..................................................7 7 Instrument characterizationlal .......................................7 7.1 General .......................................................................7 7.2 Instrument checks ......................................................8 7.3 Instrument calibration ................................................8 7.4 Instrument set-up .................................................... 14 8 The wide-scan spectrum ...............................................15 8.1 Data acquisition ....................................................... 15 8.2 Data analysis ........................................................... 16 9 The narrow scan ..........................................................18 9.1 General .................................................................... 18 9.2 Data acquisition ....................................................... 18 9.3 Data analysis ........................................................... 18 10 Test report ................................................................22 Bibliography ...................................................................24 | Standarddokument | Oberflächenanalytik mit Bezug zur Nanotechnologie | 1
ISO 11039 | ISO 11039:2012 | Surface chemical analysis. Scanning-probe microscopy. Measurement of drift rate | ISO/TC 201 Chemische Oberflächenanalyse | Veröffentlicht: 29.02.2012 | Test-/Messmethoden |  |  | ISO 11039:2012 defines terms and specifies measurement methods for characterizing the drift rates of scanning-probe microscopy (SPM) instruments in the X- and Y-directions and, for SPM instruments measuring topography, the drift rate in the Z-direction. Though the behaviour of the long-term drift rate might be nonlinear, both that and the behaviour of the short-term drift rate after a user-defined settling time can be characterized by either typical average or typical maximum drift rates. This International Standard is suitable for evaluating the drift rate based on SPM images. It is intended to help manufacturers quote drift figures in specifications in a meaningful and consistent manner and to aid users to characterize the drift behaviour so that effective experiments can be designed. These measurements are not designed for image correction. | Foreword ........................................................................ iv Introduction .................................................................... v 1 Scope ............................................................................1 2 Normative references ....................................................1 3 Terms and definitions and abbreviated terms .................1 3.1 Terms and definitions .................................................1 3.2 Abbreviated terms ..................................................... 2 4 Measurement method ................................................... 2 5 Requirements .................................................................3 5.1 Instrument requirements ............................................ 3 5.2 Environment requirements ........................................ 3 6 Measurement procedures ............................................... 3 6.1 Initial check .............................................................. 3 6.2 Basic characterization and the settling time ............... 4 6.3 Further characterization and fresh image areas ........... 5 6.4 Other specimens ........................................................ 7 7 Measurement report ..................................................... 7 Annex A (normative) Image correlation method ............. 8 Annex B (normative) Characteristic-marker method ..... 11 Annex C (normative) Non-periodic grating method ....... 13 Annex D (informative) Guidance to users ...................... 16 Annex E (informative) Instrumental parameters to consider to reduce drift rates .......................................... 17 Annex F (informative) Example of drift results and analysis .......................................................................... 18 Bibliography .................................................................. 19 | Standarddokument | Oberflächenanalytik mit Bezug zur Nanotechnologie | 1
ISO 11775 | ISO 11775:2015 | Surface chemical analysis -- Scanning-probe microscopy -- Determination of cantilever normal spring constants | ISO/TC 201 Chemische Oberflächenanalyse | Veröffentlicht: 01.10.2015 | Test-/Messmethoden |  |  | ISO 11775:2015 describes five of the methods for the determination of normal spring constants for atomic force microscope cantilevers to an accuracy of 5 % to 10 %. Each method is in one of the three categories of dimensional, static experimental, and dynamic experimental methods. The method chosen depends on the purpose, convenience, and instrumentation available to the analyst. For accuracies better than 5 % to 10 %, more sophisticated methods not described here are required. |  | Liaison-Report TC 24 | Oberflächenanalytik mit Bezug zur Nanotechnologie | 1
ISO 11952 | ISO 11952:2014 | Chemische Oberflächenanalyse - Rastersondennmikroskopie - Bestimung geometrischer Kenngrößen mit Rastersondenmikroskopie: Kalibrierung von Messystemen | ISO/TC 201 Chemische Oberflächenanalyse | Veröffentlicht: 2014-05-00 | Test-/Messmethoden |  |  | ISO 11952:2014 specifies methods for characterizing and calibrating the scan axes of scanning-probe microscopes for measuring geometric quantities at the highest level. It is applicable to those providing further calibrations and is not intended for general industry use, where a lower level of calibration might be required. | Foreword ....................................................................... iv Introduction ................................................................... v 1 Scope .......................................................................... 1 2 Normative references .................................................. 1 3 Termsanddefinitions .................................................... 1 4 Symbols ....................................................................... 2 5 Characteristics of scanning-probe microscopes ............ 4 5.1 Components of a scanning-probe microscope ........... 4 5.2 Metrological categories of scanning-probe microscopes .................................................................... 5 5.3 Block diagram of a scanning-probe microscope ......... 5 5.4 Calibration interval ................................................... 7 6 Preliminary characterization of the measuring system ..8 6.1 Overview of the instrument characteristics and influencing factors to be investigated ............................... 8 6.2 Waiting times after interventions in the measuring system (instrument installation, intrinsic effects, carrying out operation, warm-up, tip/specimen change, etc.) ....... 10 6.3 External influences .................................................. 11 6.4 Summary ................................................................. 11 7 Calibration of scan axes .............................................. 12 7.1 General .................................................................... 12 7.2 Measurement standards ............................................ 12 7.3 Xy-scanner guidance deviations of the x- and y-axes (xtz, ytz) ............................................................ 13 7.4 Calibration of x- and y-axis (Cx, Cy) and of rectangularity (xy) and determination of deviations (xtx, yty, ywx) ............................................. 17 7.5 Calibration of the z-axis Cz, xz, and yz, and determination of the deviations ztz, zwx, and zwy ..........25 7.6 3D measurement standards for alternative and extended calibration .................................................32 8 Report of calibration results ........................................ 37 9 Uncertainties of measurement .................................... 38 9.1 General .................................................................... 38 9.2 Vertical measurand (height and depth) ...................... 38 10 Report of results (form) ............................................ 40 Annex A (informative)Exampleofsuperpositionofdisturbing-influencesinthe topography image .................................. 41 Annex B (informative)Soundinvestigations:Effectsofasound-proofinghood ................................................................. 43 Annex C (informative)Thermalisolationeffectofasound-proofinghood/measuringcabin ......................................... 45 Annex D (informative) Handling of contaminations in recorded topography images .......................................... 47 - 2 - Annex E (informative) Step height determination: comparison between histogram and ISO 5436-1 method .......................................................................... 48 Annex F (normative) Uncertainty of measurement for lateral measurands (pitch, position, diameter)................ 50 Bibliography ................................................................. 56 Perinorm-Link: https://secure.beuth.de/cmd%3Bjsessionid=AQZIISI8RMOSBGPFPKT8P4YV.4?workflowname=infoInstantdownload&docname=2159835&contextid=beuth&servicerefname=beuth&ixos=toc | Standarddokument | Oberflächenanalytik mit Bezug zur Nanotechnologie | 1
ISO 12406 | ISO 12406:2010 | Chemische Oberflächenanalyse. Sekundärionenmassenspektroskopie. Verfahren zur Tiefenprofilanalyse von Arsen in Silicium | ISO/TC 201 Chemische Oberflächenanalyse | Veröffentlicht: 2010-11-30 | Test-/Messmethoden |  |  | ISO 12406:2010 specifies a secondary-ion mass spectrometric method using magnetic-sector or quadrupole mass spectrometers for depth profiling of arsenic in silicon, and using stylus profilometry or optical interferometry for depth calibration. This method is applicable to single-crystal, poly-crystal or amorphous silicon specimens with arsenic atomic concentrations between 1 x 1016 atoms/cm3 and 2,5 x 1021 atoms/cm3, and to crater depths of 50 nm or deeper. | Foreword ...........................................................................iv Introduction .......................................................................v 1 Scope ...............................................................................1 2 Normative references ......................................................1 3 Terms and deﬁnitions ......................................................1 4 Symbols and abbreviated terms .........................................1 5 Principle ..........................................................................2 6 Reference materials .........................................................2 6.1 Reference materials for calibration of relative-sensitivity factors ..................................................2 6.2 Reference materials for calibration of depth scale .........2 7 Apparatus ........................................................................2 7.1 Secondary-ion mass spectrometer .................................2 7.2 Stylus proﬁlometer .......................................................2 7.3 Optical interferometer ..................................................3 8 Specimen .........................................................................3 9 Procedures .......................................................................3 9.1 Adjustment of secondary-ion mass spectrometer ..........3 9.2 Optimizing the secondary-ion mass spectrometer settings ...............................................................................3 9.3 Specimen introduction .................................................4 9.4 Detected ions ...............................................................4 9.5 Measurement of test specimen .....................................4 9.6 Calibration ...................................................................5 10 Expression of results .....................................................6 11 Test report ...................................................................7 Annex A (informative) Report of round robin test of depth proﬁlin of arsenic in silicon ..................................8 Annex B (normative) Procedures for the depth proﬁling of NIST SRM 2134 ............................................ 11 Bibliography .................................................................... 13 | Standarddokument | Oberflächenanalytik mit Bezug zur Nanotechnologie | 1
ISO 13083 | ISO 13083:2015 | Surface chemical analysis. Scanning probe microscopy. Standards on the definition and calibration of spatial resolution of electrical scanning probe microscopes (ESPMs) such as SSRM and SCM for 2D-dopant imaging and other purposes | ISO/TC 201 Chemische Oberflächenanalyse | Veröffentlicht: 2015-08-31 | Test-/Messmethoden |  |  | Kurzreferat nicht vorhanden | Foreword ...........................................................................iv Introduction- ......................................................................v 1 Scope .............................................................................. 1 2 Normative references...................................................... 1 3 Terms and deﬁnitions ......................................................1 4 Symbols and abbreviated terms.........................................1 5 General information ....................................................... 2 5.1 Background information .............................................. 2 5.2 Target ......................................................................... 2 5.2.1 Scanning capacitance microscope ..............................2 5.2.2 Scanning spreading resistance microscope ..................2 5.3 Measurement method for lateral resolution in SCM and SSRM....................................................................3 5.4 Key parameters in determining the lateral resolution ....5 6 Measurement of lateral resolution of SCM with the sharp-edge method ....................................................... 5 6.1 Background information .............................................. 5 6.2 Selection of the sample................................................. 5 6.3 Setting the parameters before the operation of the instrument“ ....................................................................... 6 6.4 Data collection............................................................. 6 6.5 Data analysis ............................................................... 6 6.5.1 Obtaining the resolution ........................................... 6 6.5.2 Random contributions to the resolution value............ 7 6.6 Recording of the parameters......................................... 7 7 Measurement of lateral resolution of SSRM with the sharp-edge method .............................................................8 7.1 Background information .............................................. 8 7.2 Selection of the sample ................................................ 8 7.3 Setting the parameters before the operation of the instrument... ...................................................................... 8 7.4 Data collection............................................................. 8 7.5 Data analysis ............................................................... 8 7.5.1 Obtaining the resolution ........................................... 8 7.5.2 Random contributions to the resolution value-.......... 9 7.6 Recording of the parameters ....................................... 9 Annex A [informative] An example of the measurement of SCM resolution ...................................... 10 Annex B [informative] An example of the measurement of SSRM resolution ......................................12 Bibliography .................................................................... 14 | Liaison-Report TC 201 | Oberflächenanalytik mit Bezug zur Nanotechnologie | 1
ISO 13084 | ISO 13084 ST | Chemische Oberflächenanalyse. Sekundärionenmassenspektrometrie. Kalibrierung der Massenskale für ein Flugzeit-Sekundärionenmassenspektrometer | ISO/TC 201 Chemische Oberflächenanalyse | Veröffentlicht: 2011-05-31 | Test-/Messmethoden |  |  | ISO 13084:2011 specifies a method to optimize the mass calibration accuracy in time-of-flight SIMS instruments used for general analytical purposes. It is only applicable to time-of-flight instruments but is not restricted to any particular instrument design. Guidance is provided for some of the instrumental parameters that can be optimized using this procedure and the types of generic peaks suitable to calibrate the mass scale for optimum mass accuracy. | nicht vorhanden | Liaison-Report TC 201 | Oberflächenanalytik mit Bezug zur Nanotechnologie | 1
ISO 13095 | ISO 13095 | Surface Chemical Analysis. Atomic force microscopy. Procedure for in situ characterization of AFM probe shank profile used for nanostructure measurement | ISO/TC 201 Chemische Oberflächenanalyse | Veröffentlicht: 2014-08-31 | Test-/Messmethoden |  |  | ISO 13095:2014 specifies two methods for characterizing the shape of an AFM probe tip, specifically the shank and approximate tip profiles. These methods project the profile of an AFM probe tip onto a given plane, and the characteristics of the probe shank are also projected onto that plane under defined operating conditions. The latter indicates the usefulness of a given probe for depth measurements in narrow trenches and similar profiles. This International Standard is applicable to the probes with radii greater than 5u0, where u0 is the uncertainty of the width of the ridge structure in the reference sample used to characterize the probe. | Foreword ..........................................................................iv Introduction ......................................................................v 1 Scope ............................................................................. 1 2 Normative references ..................................................... 1 3 Terms and definitions ..................................................... 1 4 Symbols and abbreviated terms ....................................... 3 5 Procedure for probe characterization .............................. 4 5.1 Methods for the determination of AFM probe shapes .. 4 5.2 Reference sample setting ............................................. 5 5.3 Requirements of AFM and AFM imaging ..................... 6 5.4 Measurement of probe shank profile ............................ 7 5.5 Uncertainty of the measurement of the probe shank profile ............................................................................... 9 6 Reporting of probe characteristics ................................ 10 Annex A (informative) Dependence of AFM images on measurement mode and settings ..................................... ..12 Annex B (normative) Reference sample preparation ........15 Annex C (informative) Example of a reference structure..18 Annex D (informative) Results of EPSC measurement repeatability test ............................................................ ..20 Annex E (informative) Plane correction for probe shank profile analysis .......................................................22 Annex F (informative) Example of a report .....................23 Bibliography .....................................................................25 | Liaison-Report TC 201 | Oberflächenanalytik mit Bezug zur Nanotechnologie | 1
ISO 13424 | ISO 13424:2013 | Surface chemical analysis. X-ray photoelectron spectroscopy. Reporting of results of thin-film analysis | ISO/TC 201 Chemische Oberflächenanalyse | Veröffentlicht: 2013-10-31 | Test-/Messmethoden |  |  | This International Standard specifies the minimum amount of information required in reports of analyses of thin films on a substrate by XPS. These analyses involve measurement of the chemical composition and thickness of homogeneous thin films, and measurement of the chemical composition as a function of depth of inhomogeneous thin films by angle-resolved XPS, XPS sputter-depth profiling, peak-shape analysis, and variable photon energy XPS. | Foreword ..........................................................................iv Introduction ......................................................................v 1 Scope...............................................................................1 2 Normative references ..................................................... 1 3 Terms and deﬁnitions ......................................................1 4 Abbreviated terms ............................................................1 5 Overview of thin-film analysis by XPS.............................1 5.1 Introduction ................................................................ 1 5.2 General XPS ................................................................ 3 5.3 Angle-resolved.............................................................. 3 5.4- Peak-shape analysis .................................................... 3 5.5 Variable photon energy XPS .........................................3 5.6 XPS with sputter-depth proﬁling ................................. 3 6 Specimen handling ......................................................... 4 7 Instrument and operating conditions .............................. 4 7.1 Instrument................................................................... 4 7.2 Operating conditions ................................................... 4 8 Reporting XPS method, experimental conditions, analysis parameters, and analytical results...........................5 8.1 XPS method for thin-film analysis................................5 8.2 Experimental conditions.............................................. 5 8.3 Analysis parameters .................................................... 6 8.4 Examples of summary tables ....................................... 7 8.5 Analytical ....................................................................9 Annex A (informative) General XPS ................................10 Annex B (informative) Angle-resolved XPS .....................18 Annex C (informative) Peak-shape analysis .....................24 Annex D (informative) XPS with sputter-depth proﬁling...37 Bibliography......................................................................40 | Standarddokument | Oberflächenanalytik mit Bezug zur Nanotechnologie | 1
ISO 14237 | ISO 14237 | Chemische Oberflächenanalyse. Sekundärionenmassenspektrometrie. Bestimmung des Elementgehalts von Bor in Silizium unter Verwendung gleichförmig dotierter Materialien | ISO/TC 201 Chemische Oberflächenanalyse | Veröffentlicht: 2010-08-31 | Test-/Messmethoden |  |  | ISO 14237:2010 specifies a secondary-ion mass spectrometric method for the determination of boron atomic concentration in single-crystalline silicon using uniformly doped materials calibrated by a certified reference material implanted with boron. This method is applicable to uniformly doped boron in the concentration range from 1 x 1016 atoms/cm3 to 1 x 1020 atoms/cm3. | Foreword .......................................................................... iv Introduction .......................................................................v 1 Scope ...............................................................................1 2 Normative references ......................................................1 3 Principle ..........................................................................1 4 Reference materials .........................................................1 4.1 Primary reference material ...........................................1 4.2 Secondary reference materials .......................................2 5 Apparatus ........................................................................2 6 Specimen .........................................................................3 7 Procedure ........................................................................3 7.1 Adjustment of secondary-ion mass spectrometer ..........3 7.2 Optimizing the secondary-ion mass spectrometer settings ........................................................... ...................3 7.3 Specimen introduction ..................................................3 7.4 Detected ions ................................................................4 7.5 Calibration ....................................................................4 7.6 Measurement of test specimen ......................................6 8 Expression of results ........................................................6 8.1 Method of calculation ...................................................6 8.2 Precision ......................................................................7 9 Test report ......................................................................8 Annex A (informative) Determination of carrier density in silicon wafer .......................................................9 Annex B (informative) Boron isotope ratio measured by SIMS .............................................................11 Annex C (normative) Procedures for evaluation of apparatus performance .................................................14 Annex D (informative) Statistical report on interlaboratory test programme ........................................16 Bibliography .................................................................... 19 | Standarddokument | Oberflächenanalytik mit Bezug zur Nanotechnologie | 1
ISO 14606 | ISO 14606:2015 | Surface chemical analysis -- Sputter depth profiling -- Optimization using layered systems as reference materials | ISO/TC 201 Chemische Oberflächenanalyse | Veröffentlicht: 015-12-01 | Test-/Messmethoden |  |  | ISO 14606:2015 gives guidance on the optimization of sputter-depth profiling parameters using appropriate single-layered and multilayered reference materials in order to achieve optimum depth resolution as a function of instrument settings in Auger electron spectroscopy, X-ray photoelectron spectroscopy and secondary ion mass spectrometry. ISO 14606:2015 is not intended to cover the use of special multilayered systems such as delta doped layers. |  | Liaison-Report TC 201 | Oberflächenanalytik mit Bezug zur Nanotechnologie | 1
ISO 14606 | ISO 14606:2015 | Chemische Analytik an Oberflaechen. Tiefenprofilanalyse mit Sputtern. Optimierung mit Hilfe von Referenzschichtsystemen. | ISO/TC 201 Chemische Oberflächenanalyse | Veröffentlicht: 2015-12-00 | Test-/Messmethoden |  |  | ISO 14606:2015 gives guidance on the optimization of sputter-depth profiling parameters using appropriate single-layered and multilayered reference materials in order to achieve optimum depth resolution as a function of instrument settings in Auger electron spectroscopy, X-ray photoelectron spectroscopy and secondary ion mass spectrometry. ISO 14606:2015 is not intended to cover the use of special multilayered systems such as delta doped layers. | Foreword ...........................................................................iv lntroduction-.......................................................................v l Scope................................................................................1 2 Terms and definitions ......................................................1 3 Symbols and abbreviated terms.........................................2 4 Setting parameters for sputter depth profiling................. 2 4.1 General ................................................................ .......2 4.2 Auger electron spectroscopy ........................................3 4.3 X-ray photoelectron spectroscopy ............................. 4 4.4 Secondary ion mass spectrometly................................. 4 5 Depth resolution at an ideally sharp interface in sputter depth proﬁles .. ...................................................... 4 5.1 Measurement of depth resolution................................. 4 5.2 Average sputtering rate ............................................... 5 5.3 Depth resolution Az .....................................................5 6 Procedures for optimization of parameter settings.......... 6 6.1 Alignment of sputtered area with a smaller analysis area ........................................... ....................................... 6 6.1.1 General... .................................................................. 6 6.1.2 ABS........................................................................... 7 6.1.3 XPS with a small probe (for example monochromator) - ....................................... 7 6.1.4 XPS with a large area source (for example without monochromator) ............................................................... 7 6.1.5 SIMS ........................................................................ 7 6.2 Optimization of parameter settings.............................. 8 Annex A [informative] Factors inﬂuencing the depth resolution........................................................................... 9 Annex B (informative) Typical single-layered systems as reference materials............................................................11 Annex C (informative) Typical multilayered systems used as reference materials ................. ............................. 12 Annex D [informative] Uses of multilayered systems" ......13 Bibliography .....................................................................14 | Standarddokument | Oberflächenanalytik mit Bezug zur Nanotechnologie | 1
ISO 14701 | ISO 14701:2011 | Surface chemical analysis. X-ray photoelectron spectroscopy. Measurement of silicon oxide thickness | ISO/TC 201 Chemische Oberflächenanalyse | Veröffentlicht: 2011-08-31 | Test-/Messmethoden |  |  | SO 14701:2011 specifies several methods for measuring the oxide thickness at the surfaces of (100) and (111) silicon wafers as an equivalent thickness of silicon dioxide when measured using X-ray photoelectron spectroscopy. It is only applicable to flat, polished specimens and for instruments that incorporate an Al or Mg X-ray source, a specimen stage that permits defined photoelectron emission angles and a spectrometer with an input lens that can be restricted to less than a 6° cone semi-angle. For thermal oxides in the range 1 nm to 8 nm thickness, using the best method described in the standard, uncertainties, at a 95 % confidence level, could typically be around 2 % and around 1 % at optimum. A simpler method is also given with slightly poorer, but often adequate, uncertainties. | nicht vorhanden bei Perinorm und Ext. Auslegestelle | Standarddokument | Oberflächenanalytik mit Bezug zur Nanotechnologie | 1
ISO 14706 | ISO 14706:2014 | Surface chemical analysis. Determination of surface elemental contamination on silicon wafers by total-reflection X-ray fluorescence (TXRF) spectroscopy | ISO/TC 201 Chemische Oberflächenanalyse | Veröffentlicht: 2014-08-01 | Test-/Messmethoden |  |  | SO 14706:2014 specifies a TXRF method for the measurement of the atomic surface density of elemental contamination on chemomechanically polished or epitaxial silicon wafer surfaces. The method is applicable to the following: elements of atomic number from 16 (S) to 92 (U); contamination elements with atomic surface densities from 1 × 1010 atoms/cm2 to 1 × 1014 atoms/cm2; contamination elements with atomic surface densities from 5 × 108 atoms/cm2 to 5 × 1012 atoms/cm2 using a VPD (vapour-phase decomposition) specimen preparation method. | Foreword ...........................................................................iv Introduction .......................................................................v 1 Scope ..............................................................................1 2 Normative reference .......................................................1 3 Terms and deﬁnitions ......................................................1 4 Abbreviated terms .......................................................... 2 5 Principle .........................................................................2 6 Apparatus ...................................................................... 3 7 Environment for specimen preparation and measurement...................................................................... 3 8 Calibration reference materials ........................................3 9 Safety ..............................................................................4 10 Measurement procedure ................................................ 4 10.1 Preparation for measurement .....................................4 10.2 Preparing a calibration curve ......................................4 10.3 Measurement of a test specimen .................................5 11 Expression of results .................................................... 5 11.1 Method of calculation ................................................5 11.2 Blank correction ........................................................6 12 Precision .......................................................................6 13 Test report ....................................................................6 Annex A (informative) Reference materials .......................8 Annex B (informative) Relative sensitivity factor .............9 Annex C (informative) Preparation of reference materialslél .......................................................................13 Annex D (informative) VPD-TXRF method ....................16 Annex E (informative) Glancing-angle settings .................18 Annex F (informative) International inter-laboratory test results ........................................................................22 Bibliography .....................................................................25 | Standarddokument | Oberflächenanalytik mit Bezug zur Nanotechnologie | 1
ISO 14707 | ISO 14707:2015 | Surface chemical analysis. Glow discharge optical emission spectrometry (GD-OES). Introduction to use | ISO/TC 201 Chemische Oberflächenanalyse | Veröffentlicht: 2015-03-31 | Test-/Messmethoden |  |  | ISO 14707:2015 provides guidelines that are applicable to bulk and depth profiling GD-OES analyses. The guidelines discussed herein are limited to the analysis of rigid solids, and do not cover the analysis of powders, gases or solutions. | Foreword ...........................................................................iv Introduction .......................................................................v 1 Scope ..............................................................................1 2 Normative references ..................................................... 1 3 Terms and deﬁnitions ..................................................... 1 4 Principle ........................................................................ 2 5 Apparatus ....................................................................... 2 5.1 Glow discharge optical emission source ........................ 2 5.2 Optical unit ................................................................. 5 5.3 Photoelectric detectors and measuring devices ..............5 6 Procedure ....................................................................... 6 6.1 Verification tests of apparatus ..................................... 6 6.1.1 General ..................................................................... 6 6.1.2 Glow discharge source ............................................... 7 6.1.3 Optical unit and electric measuring device .................7 6.2 Determination ............................................................. 7 6.2.1 General ..................................................................... 7 6.2.2 Preparation of the required calibration specimens ......7 6.2.3 Setting up of measuring conditions and analysis of specimens ..................................................................... 8 6.2.4 Quality check of results ............................................ 8 6.2.5 Test report ................................................................8 Annex A (informative) Safety ..........................................10 Bibliography .....................................................................12 | Standarddokument | Oberflächenanalytik mit Bezug zur Nanotechnologie | 1
ISO 14975 | ISO 14975:2000 | Chemische Oberflaechenanalytik. Informationsformate | ISO/TC 201 Chemische Oberflächenanalyse | Veröffentlicht: 2001-05-15 | Test-/Messmethoden |  |  | This International Standard specifies a format to supplement ISO 14976 to transfer data for the creation, expansion and revision of a surface chemical analysis spectral database. The format is applied to Auger electron spectroscopy (AES) and X-ray photoelectron spectroscopy (XPS) spectral data. | Foreword ..........................................................................iv lntroduction ......................................................................v 1 Scope ..............................................................................1 2 Normative reference .......................................................1 3 Terms and deﬁnitions ......................................................1 4 Symbols and abbreviated terms ........................................1 5 Description of information formats ................................2 Annex A (informative) Examples of specific entries in formats ..............................................................................8 Annex B (informative) Examples of formatted data .........10 Bibliography .................................................................... 17 | Standarddokument | Oberflächenanalytik mit Bezug zur Nanotechnologie | 1
ISO 14976 | ISO 14976:1998 | Chemische Oberflaechenanalytik. Datenuebertragungsformat | ISO/TC 201 Chemische Oberflächenanalyse | Veröffentlicht: 1998-07-00 | Test-/Messmethoden |  |  | This International Standard specifies a Format to transfer data from computer to computer via parallel interfaces or via serial interfaces over direct wire, telephone line, local area network or other communications link. The transferred data is encoded only in those characters that appear on a normal display or printer. The format is suitable for AES, EDX, FABMS, ISS, SIMS, SNMS, UPS, XPS, XRF and similar analytical methods. It covers spectra, elemental maps, depth profiles and sequences of data resulting from a variety of experiments. | 1 Scope ..............................................................................1 2 Description of the format ...............................................1 2.1 General .........................................................................1 2.2 The Components of the metalanguage .........................2 2.3 Additional rules ............................................................3 2.4 The format ..................................................................4 2.5 Specification of the spectrometer geometry ...............12 Annex A Design of the format .........................................14 Annex B Examples of the format .....................................16 B.1 General .......................................................................16 B.2 Archetypal applications .............................................16 B.3 Annotated examples ..................................................18 Annex c Partially encoded versions of the format ............25 C.1 General ......................................................................25 C.2 An experiment involving a number of regularly-scanned spectra or spectral regions for one technique as a function of one experimental variable, the analysis not being at a Specifically-addressed point on the sample...............................................................................25 C.3 An experiment involving a number of regularly-scanned spectral regions as a function of sputtering as in a sputter depth profile by one technique such as AES or SIMS, the analysis not being at a particularly addressed point on the sample .............................................................................30 C.4 An experiment involving a number of maps of single values representing the intensities of different elements for one technique such as AES, EDX or SIMS, the maps to be made of x-linescans starting at (1,1) and varying with one experimental variable. ........................................35 Annex D Bibliography ......................................................40 | Standarddokument |  | 1
ISO 15470 | ISO 15470:2004 | Chemische Oberflaechenanalyse. Roentgenphotoelektronen-Spektroskopie. Beschreibung von ausgewaehlten Leistungsparametern eines Instruments | ISO/TC 201 Chemische Oberflächenanalyse | Veröffentlicht: 2005-03-31 | Test-/Messmethoden |  |  | This International Standard describes the way in which specific aspects of the performance of an X-ray photoelectron spectrometer shall be described. | Foreword .......................................................................... iv Introduction ...................................................................... v 1 Scope ..............................................................................1 2 Normative references ......................................................1 3 Terms and deﬁnitions ......................................................1 4 Symbols and abbreviations ...............................................1 5 Description of selected instrumental performance parameters .........................................................................1 5.1 Method of analysis .......................................................1 5.2 Samples ........................................................................1 5.3 System configuration .................................................. 2 5.4 X-ray source ............................................................... 2 5.5 Spectrometer intensity performance and energy resolution .......................................................................... 2 5.6 Spectrometer energy scale ........................................... 2 5.7 Spectrometer intensity linearity .................................. 3 5.8 Spectrometer response function .................................. 3 5.9 Imaging and selected area resolution ............................ 3 5.10 Charge neutralization ................................................ 4 5.11 Angle-resolved XPS .................................................. 4 5.12 Vacuum environment ................................................ 4 | Standarddokument | Oberflächenanalytik mit Bezug zur Nanotechnologie | 1
ISO 15471 | ISO 15471:2004 | Chemische Oberflaechenanalyse. Augerelektronenspektroskopie. Beschreibung von ausgewaehlten Leistungsparametern eines Instruments | ISO/TC 201 Chemische Oberflächenanalyse | Veröffentlicht: 2004-05-01 | Test-/Messmethoden |  |  | Auger electron spectrometers (AESs) and scanning Auger electron microscopes (SAMs) are produced by many manufacturers throughout the world. While the basic principles of the AES analytical method in each instrument are the same, the specific designs of the instruments and the way that performance specifications are provided differ widely. As a result, it is often difficult to compare the performance of instruments from one manufacturer with those from another. This International Standard provides a basic list of items devised to enable all Auger electron spectrometers to be described in a common manner. This International Standard is not intended to replace the manufacturer’s specification, which may extend to 30 or more pages. It is intended that, where certain items are contained in that specification, there are agreed and defined meanings to those items. This International Standard describes the way in which specific aspects of the performance of an Auger electron spectrometer shall be described. | Foreword .......................................................................... iv Introduction ...................................................................... v 1 Scope ..............................................................................1 2 Normative references ......................................................1 3 Terms and deﬁnitions ......................................................1 4 Symbols and abbreviations ...............................................1 5 Description of selected instrumental performance parameters ........................................................................ 2 5.1 Method of analysis ...................................................... 2 5.2 Samples ....................................................................... 2 5.3 System configuration .................................................. 2 5.4 Electron gun cathode .................................................. 2 5.5 Spatial resolution and beam current ............................. 2 5.6 Spectrometer intensity performance and energy resolution .......................................................................... 3 5.7 Spectrometer energy scale ........................................... 4 5.8 Spectrometer intensity linearity .................................. 4 5.9 Spectrometer response function .................................. 4 5.10 Spectrometer parameters .......................................... 4 5.11 Image drift ................................................................ 4 5.12 Vacuum environment ................................................ 5 | Standarddokument | Oberflächenanalytik mit Bezug zur Nanotechnologie | 1
ISO 15472 | ISO 15472:2010 | Chemische Oberflächenanalyse. Röntgenphotoelektronenspektrometer. Kalibrierung der Energieskala | ISO/TC 201 Chemische Oberflächenanalyse | Veröffentlicht: 2010-05-31 | Test-/Messmethoden |  |  | ISO 15472:2010 specifies a method for calibrating the binding-energy scales of X‑ray photoelectron spectrometers, for general analytical purposes, using unmonochromated Al or Mg X‑rays or monochromated Al X‑rays. It is only applicable to instruments which incorporate an ion gun for sputter cleaning. It further specifies a method to establish a calibration schedule, to test for the binding-energy scale linearity at one intermediate energy, to confirm the uncertainty of the scale calibration at one low and one high binding-energy value, to correct for small drifts of that scale and to define the expanded uncertainty of the calibration of the binding-energy scale for a confidence level of 95 %. This uncertainty includes contributions for behaviours observed in interlaboratory studies but does not cover all of the defects that could occur. ISO 15472 is not applicable to instruments with binding-energy scale errors that are significantly non-linear with energy, to instruments operated in the constant retardation ratio mode at retardation ratios less than 10, to instruments with a spectrometer resolution worse than 1,5 eV, or to instruments requiring tolerance limits of ±0,03 eV or less. It does not provide a full calibration check, which would confirm the energy measured at each addressable point on the energy scale and which would have to be performed in accordance with the manufacturer's recommended procedures. | Foreword .......................................................................... iv Introduction .......................................................................v 1 Scope ..............................................................................1 2 Normative references ......................................................1 3 Symbols and abbreviated terms ........................................1 4 Outline of method ...........................................................2 5 Procedure for calibrating the energy scale ........................5 5.1 Obtaining the reference samples ...................................5 5.2 Mounting the samples ..................................................6 5.3 Cleaning the samples ....................................................6 5.4 Choosing the spectrometer settings for which energy calibration is required ..........................................................6 5.5 Operating the instrument ..............................................6 5.6 Options for initial or subsequent calibration measurements .....................................................................7 5.7 Measurements for the peak binding-energy repeatability standard deviation and the scale linearity ..............................................................................7 5.8 Calculating the peak binding-energy repeatability standard deviation ...............................................................8 5.9 Checking the binding-energy scale linearity ......................................................................................... 11 5.10 Procedure for the regular determination of the calibration error ............................................................... 12 5.11 Procedures for correction of the instrument binding-energy scale ..........................................................13 5.12 Next calibration ........................................................15 5.13 Establishing the calibration interval ..........................15 Annex A (normative) Least-squares determination of the peak binding energy by a simple computational method .............................................................................16 Annex B (informative) Derivation of uncertainties ..........19 Annex C (informative) Citation of the uncertainties of measured binding energies ..................................................21 Annex D (informative) Measurements of modified Auger parameters measured using XPS instruments equipped with a monochromated Al X-ray source ............................23 Bibliography .....................................................................26 | Standarddokument | Oberflächenanalytik mit Bezug zur Nanotechnologie | 1
ISO 15969 | ISO/TR 15969:2001 | Surface chemical analysis. Depth profiling. Measurement of sputtered depth | ISO/TC 201 Chemische Oberflächenanalyse | Veröffentlicht: 2001-10-01 | Test-/Messmethoden |  |  | This Technical Report gives guidelines for measuring the sputtered depth in sputtered depth profiling. The methods of sputtered depth measurement described in this Technical Report are applicable to techniques of surface chemical analysis when used in combination with ion bombardment for the removal of a part of a solid sample to a typical sputtered depth of up to several micrometres. | Foreword ..........................................................................iv 1 Scope ..............................................................................1 2 Terms and deﬁnitions ......................................................1 3 Abbreviated terms ...........................................................2 4 Methods of determination of the sputtered depth ......... ..2 4.1 Crater depth measurement after sputter profiling .........2 4.2 Comparison with sputter profiled samples having interfaces as depth markers .............................................. ..5 4.3 Typical applications and uncertainties of the different methods ...............................................................9 Annex A Survey of typical applications and uncertainties of the different methods ........................... ..10 Bibliography .................................................................... 11 | Standarddokument | Oberflächenanalytik mit Bezug zur Nanotechnologie | 1
ISO 16242 | ISO 16242:2011 | Chemische Oberflächeanalyse - Aufnahme und Wiedergabe von Daten bei der Augerelektronenspektroskopie (AES) | ISO/TC 201 Chemische Oberflächenanalyse | Veröffentlicht: 2012-06-01 | Test-/Messmethoden |  |  | ISO 16242:2011 specifies the minimum level of information to be reported by the analyst following the analysis of a test specimen using Auger electron spectroscopy (AES). It includes information that is to be recorded on or in the analytical record. | Foreword ........................................................................... v Introduction ..................................................................... vi 1 Scope ..............................................................................1 2 Normative references ......................................................1 3 Terms and definitions ......................................................1 4 Symbols and abbreviated terms ........................................1 5 Levels of recording and reporting ................................... 2 5.1 General .........................................................................2 5.2 Analyst’s record .......................................................... 2 5.3 Spectra ........................................................................ 3 5.4 Quantitative information ............................................ 3 5.5 Compositional depth profiles .......................................4 5.6 Maps and linescans ..................................................... 4 5.7 Chemical-state data .................................................... 5 6 Release of data to the customer ...................................... 5 Annex A (informative) Examples of spectra ..................... 6 Bibliography .................................................................... 10 | Standarddokument | Oberflächenanalytik mit Bezug zur Nanotechnologie | 1
ISO 16268 | ISO/TR 16268:2009 | Chemische Oberflächenanalyse. Vorschlag für ein Verfahren für die Zertifizierung der zurückbehaltenen Partikel-Fluenz eines durch Ionenimplantation hergestellten Arbeits-Referenzmaterials | ISO/TC 201 Chemische Oberflächenanalyse | Veröffentlicht: 2009-11-30 | Test-/Messmethoden |  |  | ISO/TR 16268:2009 specifies a procedure for the certification of the areic dose of an ion-implanted analyte element of atomic number larger than that of silicon retained in a working reference material (WoRM) intended for surface-analytical use. The WoRM is in the form of a polished (or similarly smooth-faced) wafer (also referred to as the host), of uniform composition and nominal diameter 50 mm or more, that has been ion-implanted with nominally one isotope of a chemical element (also referred to as the analyte), not already present in the host, to a nominal areic dose normally within the range 1016 atoms/cm2 to 1013 atoms/cm2 (i.e. the range of primary interest in semiconductor technology). The areic dose of the ion-implanted analyte retained in the WoRM wafer is certified against the areic dose of the same analyte retained in an ion-implanted silicon wafer having the status of a (preferably certified) secondary reference material (SeRM). | Foreword ...........................................................................iv Introduction .......................................................................v 1 Scope ..............................................................................1 2 Normative references ......................................................1 3 Terms and definitions .....................................................1 4 Symbols and abbreviated terms ........................................5 5 Concept and procedure ....................................................6 5.1 General information .....................................................6 5.2 Preparation of the working and transfer reference materials ......................................................... ...................8 5.3 Measurement of retained areic dose in the transfer reference material ............................................................ ..8 5.4 Compatibility of the working reference material and the surface-analytical method .................................... ..8 6 Requirements ...................................................................9 6.1 Reference materials ......................................................9 6.2 Instrumentation requirements .......................................9 6.2.1 Ion implanter ............................................................9 6.2.2 Wavelength-dispersive X-ray fluorescence spectrometer ......................................................................9 6.2.3 Electron microprobe ...............................................10 6.3 Ion-implantation requirements ...................................10 6.4 Uniformity requirement .............................................10 7 Certiﬁcation .................................................................10 7.1 Working reference material against the transfer reference material .............................................................10 7.2 Transfer reference material against the secondary reference material ......................................................... ..10 7.3 Retained areic dose of the working reference material ................................................................. ..........11 Annex A (informative) Ion implantation .........................12 Annex B (informative) lon-implantation dosimetry ........ 13 Annex C (informative) X-ray fluorescence spectrometry..14 Annex D (informative) Non-certiﬁed secondary reference materials and substitutes ....................................15 Annex E (informative) Uncertainties in measurements of areic dose .................................................................. ..16 Bibliography .................................................................... 19 | Standarddokument | Oberflächenanalytik mit Bezug zur Nanotechnologie | 1
ISO 16413 | ISO 16413:2013 | Evaluation of thickness, density and interface width of thin films by X-ray reflectometry. Instrumental requirements, alignment and positioning, data collection, data analysis and reporting | ISO/TC 201 Chemische Oberflächenanalyse | Veröffentlicht: 2013-03-31 | Test-/Messmethoden |  |  | This International Standard specifies a method for the evaluation of thickness, density and interface width of single layer and multilayered thin films which have thicknesses between approximately 1 nm and 1 μm, on flat substrates, by means of X-Ray Reflectometry (XRR). This method uses a monochromatic, collimated beam, scanning either an angle or a scattering vector. Similar considerations apply to the case of a convergent beam with parallel data collection using a distributed detector or to scanning wavelength, but these methods are not described here. While mention is made of diffuse XRR, and the requirements for experiments are similar, this is not covered in the present document. Measurements may be made on equipment of various configurations, from laboratory instruments to reflectometers at synchrotron radiation beamlines or automated systems used in industry. | Foreword ........................................................................iv 2 Terms, deﬁnitions, symbols and abbreviated ..................1 2.1 Terms and deﬁnitions ................................................ 1 2.2 Symbols and abbreviated .............................................4 Instrumental requirements, alignment and positioning guidelines ......................................................................... 4 3.1 Instrumental requirements for the scanning method ... 4 3.2 Instrument alignment..................................................9 3.3 Specimen alignment .................................................. 9 4 Data collection and storage .........................................11 4.1 Preliminary remarks................................................ 11 4.2 Data scan parameters .............................................. 11 4.3 Dynamic range..........................................................11 4.4 Step size (peak deﬁnition) ........................................12 4.5 Collection time (accumulated counts) ...................... 12 4.6 Segmented data collection.........................................12 4.7 Reduction of noise ................................................... 13 4.8 Detectors.................................................................. 13 4.9 Environment ........................................................... 13 4.10 Data storage .......................................................... 13 5 Data analysis................................................................14 5.1 Preliminary data ...................................................... 14 5.2 Specimen modelling ................................................. 14 5.3 Simulation of XRR data.............................................16 5.4 General examples .................................................... 16 5.5 Data ﬁtting................................................................19 6 Information required when reporting XRR analysis.......21 6.1 General .................................................................... 21 6.2 Experimental details.................................................21 6.3 Analysis (simulation and ﬁtting)............................... 22 6.4 Methods for reporting XRR curves .......................... 23 Annex A (informative) Example of report for an oxynitrided silicon wafer.................................................26 Bibliography...................................................................30 | Standarddokument | Oberflächenanalytik mit Bezug zur Nanotechnologie | 1
ISO 16962 | ISO 16962 ST | Surface chemical analysis - Analysis of zinc- and/or aluminium-based metallic coatings by glow-discharge optical-emission spectrometry | ISO/TC 201 Chemische Oberflächenanalyse | Veröffentlicht: 2005-11-01 | Test-/Messmethoden |  |  | This International Standard specifies a glow discharge optical emission spectrometric method for the determination of the thickness, mass per unit area and chemical composition of metallic surface coatings consisting of zinc- and/or aluminium-based materials. The alloying elements considered are nickel, iron, silicon, lead and antimony. This method is applicable to zinc contents between 0,01 mass % and 100 mass %; aluminium contents between 0,01 mass % and 100 mass %; nickel contents between 0,01 mass % and 20 mass %; iron contents between 0,01 mass % and 20 mass %; silicon contents between 0,01 mass % and 10 mass %; lead contents between 0,005 mass % and 2 mass %; antimony contents between 0,005 mass % and 2 mass %. | Foreword .......................................................................... iv 1 Scope ............................................................................. 1 2 Normative references ..................................................... 1 3 Principle ........................................................................ 1 4 Apparatus ...................................................................... 2 4.1 Glow discharge optical emission spectrometer ............. 2 4.2 Minimum performance requirements ........................... 2 5 Sampling .........................................................................4 6 Procedure ...................................................................... 4 6.1 Selection of spectral lines ............................................ 4 6.2 Optimizing the glow discharge spectrometer system settings ...................................................................5 6.3 Calibration .................................................................. 8 6.4 Validation of the calibration ...................................... 11 6.5 Verification and drift correction ................................ 12 6.6 Analysis of test samples ............................................ 13 7 Expression of results .................................................... 13 7.1 Quantitative depth profile ......................................... 13 7.2 Determination of total coating mass per unit area ..... 13 7.3 Determination of average mass fractions ....................14 8 Precision ...................................................................... 14 9 Test report ................................................................... 15 Annex A (normative) Calculation of calibration constants and quantitative evaluation of depth profiles .... 16 Annex B (informative) Suggested spectral lines for determination of given elements ......................................24 Annex C (informative) Determination of coating mass per unit area ............................................................ 25 Annex D (informative) Additional information on interlaboratory tests ................................................... .....29 Bibliography .................................................................... 32 | Standarddokument | Oberflächenanalytik mit Bezug zur Nanotechnologie | 1
ISO 17109 | ISO 17109:2015 | Surface chemical analysis. Depth profiling. Method for sputter rate determination in X-ray photoelectron spectroscopy. Auger electron spectroscopy and secondary-ion mass spectrometry sputter depth profiling using single and multi-layer thin films | ISO/TC 201 Chemische Oberflächenanalyse | Veröffentlicht: 2015-08-31 | Test-/Messmethoden |  |  | ISO 17109:2015 specifies a method for the calibration of the sputtered depth of a material from a measurement of its sputtering rate under set sputtering conditions using a single- or multi-layer reference sample with layers of the same material as that requiring depth calibration. The method has a typical accuracy in the range 5 % to 10 % for layers 20 nm to 200 nm thick when sputter depth profiled using AES, XPS, and SIMS. The sputtering rate is determined from the layer thickness and the sputtering time between relevant interfaces in the reference sample and this is used with the sputtering time to give the thickness of the sample to be measured. The determined ion sputtering rate can be used for the prediction of ion sputtering rates for a wide range of other materials so that depth scales and sputtering times in those materials can be estimated through tabulated values of sputtering yields and atomic densities. | Foreword ...........................................................................iv Introduction .......................................................................v 1 Scope .............................................................................. 1 2 Normative references ..................................................... 1 3 Terms and definitions ..................................................... 1 4 Requirement of single- and multi-layer reference thin films ........................................................... 1 5 Determination of sputtering rate .................................... 2 Annex A (informative) Report of international Round Robin Test ........................................................................ 6 Annex B (informative) Prediction of the rates for a wide range of other materials through tabulated values of sputtering yields ................................. 15 Bibliography .....................................................................16 | Standarddokument | Oberflächenanalytik mit Bezug zur Nanotechnologie | 1
ISO 17331 | ISO 17331:2004 | Chemische Analytik an Oberflächen. Chemische Methoden für die Sammlung von Elementen von der Oberfläche von Siliziumscheiben-Arbeits-Referenzmaterialien und deren Bestimmung mit Totalreflexions-Röntgenfluoreszenzanalyse (TXRF) | ISO/TC 201 Chemische Oberflächenanalyse | Veröffentlicht: 2005-03-31 | Test-/Messmethoden |  |  | ISO 17331:2004 specifies chemical methods for the collection of iron and/or nickel from the surface of silicon-wafer working reference materials by the vapour-phase decomposition method or the direct acid droplet decomposition method. It applies to iron and/or nickel atomic surface densities from 6 times 10 to the power 9 atoms per square centimetre to 5 times 10 to the power 11 atoms per square centimetre. | Foreword ...........................................................................iv Introduction ......................................................................v 1 Scope ..............................................................................1 2 Normative references ......................................................1 3 Terms and definitions .....................................................1 4 Abbreviations ..................................................................2 5 Reagents .........................................................................2 6 Apparatus .......................................................................6 7 Specimen preparation and measurement environments ...6 8 Preparation of calibration specimen ...............................6 9 Making calibration curve ................................................ 8 10 Collection of iron and/or nickel from working reference material ............................................................10 11 Determination of iron and/or nickel of working reference material ............................................................11 12 Precision .................................................................... 11 13 Test report ..................................................................12 Annex A (informative) International inter-laboratory test results ........................................................................13 Annex B (informative) International inter-laboratory test results of GF-AAS and lCP-MS ...................................16 | Standarddokument | Oberflächenanalytik mit Bezug zur Nanotechnologie | 1
ISO 17560 | ISO 17560:2014 | Surface chemical analysis. Secondary-ion mass spectrometry. Method for depth profiling of boron in silicon. Chemische Analyse der Oberflächen - Sekundärionen-Massenspektrometrie - Bestimmung des Gehalts an Bor in Silizium durch Tiefenprofilanalyse | ISO/TC 201 Chemische Oberflächenanalyse | Veröffentlicht: 2014-09-30 | Test-/Messmethoden |  |  | SO 17560:2014 specifies a secondary-ion mass spectrometric method using magnetic-sector or quadrupole mass spectrometers for depth profiling of boron in silicon, and using stylus profilometry or optical interferometry for depth scale calibration. This method is applicable to single-crystal, poly-crystal, or amorphous silicon specimens with boron atomic concentrations between 1 × 1016 atoms/cm3 and 1 × 1020 atoms/cm3, and to crater depths of 50 nm or deeper. | Foreword ..........................................................................iv Introduction.......................................................................v 1 Scope..............................................................................1 2 Normative reference ......................................................1 3 Symbols and abbreviations ............................................. 1 4 Principle ....................................................................... 2 5 Reference materials ....................................................... 2 5.1 Reference materials for determination of relative-sensitivity factors............................................................... 2 5.2 Reference materials for calibration of depth scale .........2 6 Apparatus ....................................................................... 2 6.1 Secondary-ion mass spectrometer..................................2 6.2 Stylus proﬁlometer ...................................................... 2 6.3 Optical..........................................................................3 7 Specimen........................................................................ 3 8 Procedure ....................................................................... 3 8.1 Adjustment of secondary-ion mass spectrometer ..........3 8.2 Optimizing the secondary-ion mass spectrometer settings................................................................................3 8.3 Specimen introduction ................................................. 4 8.4 Detected ions............................................................... 4 8.5 Measurement of test specimen .................................... 4 8.6 Calibration .................................................................. 5 9 Expression of results .......................................................6 10 Test..............................................................................7 Annex A (informative) Statistical report of stylus proﬁlometry measurements ........................................... .. 8 Bibliography .....................................................................10 | Standarddokument | Oberflächenanalytik mit Bezug zur Nanotechnologie | 1
ISO 17973 | ISO 17973:2002 | Chemische Oberflaechenanalyse. Augerelektronen-Spektrometer mit mittlerer Aufloesung. Kalibrierung der Energieskala fuer die Analyse von Elementen | ISO/TC 201 Chemische Oberflächenanalyse | Veröffentlicht: 2003-02-13 | Test-/Messmethoden |  |  | ISO 17973:2002 specifies a method for calibrating the kinetic energy scales of Auger electron spectrometers with an uncertainty of 3 eV, for general analytical use in identifying elements at surfaces. In addition, it specifies a method for establishing a calibration schedule. It is applicable to instruments used in either direct or differential mode, where the resolution is less than or equal to 0,5 % and the modulation amplitude for the differential mode, if used, is 2 eV peak-to-peak. It is applicable to those spectrometers equipped with an inert gas ion gun or other method for sample cleaning and with an electron gun capable of operating at 4 keV or higher beam energy. | Foreword ......................................................................... iv Introduction ...................................................................... v 1 Scope ..............................................................................1 2 Normative reference ...................................................... 1 3 Terms and definitions .................................................... 1 4 Symbols and abbreviated terms ....................................... 1 5 Outline of method ...........................................................2 6 Energy scale calibration procedures ................................ 3 6.1 Obtaining reference samples ........................................ 3 6.2 Mounting samples ....................................................... 3 6.3 Cleaning samples ..........................................................3 6.4 Choosing spectrometer settings for energy calibration ..5 6.5 Operating the instrument ............................................ 5 6.6 Measurement of reference peaks ................................. 6 6.7 Determining the measured kinetic energies of the reference peaks ................................................................. 8 6.8 Determination of the correction of the instrument kinetic energy scale ............................................... ........... 8 6.9 Next calibration .......................................................... 9 Bibliography .................................................................... 11 | Standarddokument | Oberflächenanalytik mit Bezug zur Nanotechnologie | 1
ISO 17974 | ISO 17974:2002 | Chemische Oberflaechenanalyse. Augerelektronen-Spektrometer mit hoher Aufloesung. Kalibrierung der Energieskala fuer die Elementanalytik und die chemische Analyse | ISO/TC 201 Chemische Oberflächenanalyse | Veröffentlicht: 2002-11-29 | Test-/Messmethoden |  |  | ISO 17974:2002 specifies a method for calibrating the kinetic energy scales of Auger electron spectrometers used for elemental and chemical state analysis at surfaces. It also specifies a calibration schedule for testing the kinetic energy scale linearity at one intermediate energy, for confirming the uncertainty of the scale calibration at one low and one high kinetic energy value, for correcting for small drifts of that scale and defining the expanded uncertainty of the calibration of the kinetic energy scale for a confidence level of 95 % (with this uncertainty including contributions for behaviours observed in interlaboratory studies but not covering all possible defects). | Foreword ......................................................................... iv Introduction ..................................................................... v 1 Scope ..............................................................................1 2 Normative reference .......................................................1 3 Terms and deﬁnitions ......................................................1 4 Symbols and abbreviated terms ....................................... 2 5 Outline of method ...........................................................3 6 Procedure for calibrating the energy scale ....................... 6 6.1 Obtaining reference samples ........................................ 6 6.2 Mounting samples ....................................................... 6 6.3 Cleaning samples ......................................................... 6 6.4 Choosing spectrometer settings for energy calibration ..6 6.5 Operating the instrument ............................................. 7 6.6 Options for initial or subsequent calibration measurements ................................................................. .. 7 6.7 Measurements for peak kinetic energy repeatability standard deviation and scale linearity ................................. 8 6.8 Calculating peak kinetic energy repeatability standard deviation ............................................................ 10 6.9 Determining relevant reference kinetic energies ........ 12 6.10 Checking kinetic energy scale linearity .................... 13 6.11 Procedure for regular calibration error determination .................................................................. 14 6.12 Procedures for correction of the instrument kinetic energy scale ...................................................... .. 15 6.13 Next calibration ....................................................... 17 6.14 Establishing calibration intervals .............................. 17 Annex A (normative) Maximum number of points for a single application of Savitzky and Golay smoothing of peaks at 0,1 eV energy intervals .......................................19 Annex B (normative) Least squares determination of peak kinetic energy by a simple computational method ............................................................................ 20 Annex C (informative) Derivation of uncertainties ......... 23 Annex D (informative) Citation of uncertainties of measured kinetic energies ................................................ 25 Bibliography .................................................................... 27 | Standarddokument | Oberflächenanalytik mit Bezug zur Nanotechnologie | 1
ISO 18114 | ISO 18114:2003 | Chemische Oberflaechenanalyse. Sekundaerionenmassenspektrometrie. Bestimmung des Elementgehalts von Bor in Silizium unter Verwendung gleichfoermig dotierter Materialien | ISO/TC 201 Chemische Oberflächenanalyse | Veröffentlicht: 2003-08-07 | Test-/Messmethoden |  |  | SO 18114:2003 specifies a method of determining relative sensitivity factors (RSFs) for secondary-ion mass spectrometry (SIMS) from ion-implanted reference materials. The method is applicable to specimens in which the matrix is of uniform chemical composition, and in which the peak concentration of the implanted species does not exceed one atomic percent. | Foreword ................................................................... iv Introduction ................................................................v 1 Scope ........................................................................1 2 Normative references ..............................................1 3 Terms and definitions .............................................1 4 Symbols and abbreviated terms ............................1 5 Principle ....................................................................2 6 Apparatus ................................................................2 7 Ion-implanted reference materials .........................2 8 Procedure .................................................................2 9 Test report ............................................................... 3 Bibliography .............................................................. 4 | Standarddokument | Oberflächenanalytik mit Bezug zur Nanotechnologie | 1
ISO 18115-1 | ISO 18115-1:2013 | Chemische Oberflächenanalyse - Vokabular - Teil 1: Allgemeine Begriffe und Begriffe für die Spektroskopie | ISO/TC 201 Chemische Oberflächenanalyse | Veröffentlicht: 2013-11-00 | Test-/Messmethoden |  |  | This part of ISO 18115 defines terms for surface chemical analysis. It covers general terms and those used in spectroscopy while ISO 18115-2 covers terms used in scanning-probe microscopy. With the present techniques of surface chemical analysis, compositional information is obtained for regions close to a surface (generally within 20 nm) and composition-versus-depth information is obtained with surface analytical techniques as surface layers are removed. The surface analytical terms covered in this part of ISO 18115 extend from the techniques of electron spectroscopy and mass spectrometry to optical spectrometry and X-ray analysis. The terms covered in ISO 18115-2 relate to scanning-probe microscopy. Concepts for these techniques derive from disciplines as widely ranging as nuclear physics and radiation science to physical chemistry and optics. | Foreword ....................................................................... iv Introduction ................................................................... v 0 Scope ........................................................................... 1 1 Abbreviated terms ........................................................ 1 2 Format ......................................................................... 3 2.1 Use of terms printed italic in definitions .................... 3 2.2 Non-preferred and deprecated terms .......................... 3 2.3 Subject fields .............................................................. 4 3 Definitionsofthesurfaceanalysismethods ....................... 4 4 Definitionsoftermsforsurfaceanalysis ............................ 8 5 Definitionsoftermsformultivariateanalysis .................. 83 6 Definitionsofsupplementarytermsforsurface-analysismethods ............................................................. 90 7 Definitionsofsupplementarytermsforsurface- analysis .......................................................................... 95 8 Definitionsofsupplementarytermsformultivariate- analysis ........................................................................ 101 Annex A (informative) Extract from IEC 60050-111[11] ..................................................................................... 102 Bibliography ................................................................ 104 Perinorm-Link: https://secure.beuth.de/cmd%3Bjsessionid=LGMAPTAUYLSU6BGE70LC1FUC.4?workflowname=infoInstantdownload&docname=2079292&contextid=beuth&servicerefname=beuth&ixos=toc | Standarddokument | Oberflächenanalytik mit Bezug zur Nanotechnologie | 1
ISO 18115-2 | ISO 18115-2:2013 | Chemische Oberflächenanalyse - Vokabular - Teil 2: Begriffe für die Rastersondenmikroskopie | ISO/TC 201 Chemische Oberflächenanalyse | Veröffentlicht: 2013-11-00 | Test-/Messmethoden |  |  | This International Standard defines terms for surface chemical analysis. ISO 18115-1 covers general terms and those used in spectroscopy while this part of ISO 18115 covers terms used in scanning-probe microscopy. | Foreword ........................................................................ iv Introduction .................................................................... v 0 Scope ........................................................................... 1 1 Abbreviated terms ........................................................ 1 2 Format ......................................................................... 4 2.1 Use of terms printed boldface in definitions ............... 4 2.2 Non-preferred and deprecated terms .......................... 4 2.3 Subject fields ............................................................. 4 3 Definitionsofthescanning-probemicroscopymethods .... 4 4 Acronyms and terms for contact mechanics models.....12 5 Terms for scanning-probe methods ............................ 13 6 Definitionsofsupplementaryscanning-probemicroscopymethods .............................................. 37 7 Definitionsofsupplementarytermsforscanning-probemethods ................................................................ 41 Bibliography .................................................................. 45 Perinorm-Link: https://secure.beuth.de/cmd%3Bjsessionid=XZR947T6JAD0FHSTFTSRPNJP.3?workflowname=infoInstantdownload&docname=2079293&contextid=beuth&servicerefname=beuth&ixos=toc | Standarddokument | Oberflächenanalytik mit Bezug zur Nanotechnologie | 1
ISO 18116 | ISO 18116:2005 | Chemische Oberflaechenanalyse. Leitfaden fuer die Vorbereitung und die Montage von Proben fuer die Analyse | ISO/TC 201 Chemische Oberflächenanalyse | Veröffentlicht: 2005-11-07 | Test-/Messmethoden |  |  | SO 18116:2005 gives guidance on methods of mounting and surface treatment for a specimen about to undergo surface chemical analysis. It is intended for the analyst as an aid in understanding the specialized specimen-handling conditions required for analyses by techniques such as Auger electron spectroscopy, secondary-ion mass spectrometry, and X-ray photoelectron spectroscopy. | 1 Scope...............................................................................1 2 Normative references ......................................................1 3 Terms and deﬁnitions ......................................................1 4 Symbols and abbreviated terms.........................................1 5 General requirements .......................................................1 6 Visual inspection of the specimen ...................................2 7 Specimen considerations .................................................2 7.1 History ........................................................................2 7.2 Information sought ......................................................2 7.3 Specimens previously examined by other analytical techniques ..........................................................................2 8 Sources of specimen contamination .................................3 8.1 Tools, gloves, mounts and similar materials ..................3 8.2 Exposure to gases .........................................................3 8.3 Exposure to instrumental vacuum .................................3 8.4 Exposure to electrons, ions, and X-rays ........................3 8.5 Contamination of the analytical chamber .....................4 9 Specimen storage and transfer .........................................4 9.1 Storage time .................................................................4 9.2 Storage containers ........................................................4 9.3 Temperature and humidity ............................................4 9.4 Specimen transfer .........................................................5 10 Specimen mounting procedures ......................................5 10.1 General procedures .....................................................5 10.2 Powders and particles .................................................5 10.3 Wires. ﬁbres and ﬁlaments ..........................................6 10.4 Pedestal mounting ......................................................6 10.5 Reduction of thermal damage during analysis ..............6 1 1 Metth for reducing specimen charging ..........................6 1 1.1 General considerations ...............................................6 1 1.2 Conductive mask, grid, wrap or coating .....................6 11.3 Flood gun ...................................................................7 11.4 Electron and ion beams ..............................................7 12 Specimen preparation techniques ..................................7 12.1 General considerations ................................................7 12.2 Mechanical separation ................................................7 12.3 Thinning versus removal ............................................8 1 2.4 Removal of the substrate ...........................................8 12.5 Sectionin techniques ...................................................8 12.6 Growth of overlayers ..................................................9 12.7 Solvents .................................................................... 9 1 2.8 Chemical etching ................................................... 10 12.9 Ion sputtering ......................................................... 1o 1 2.10 Plasma etching ..................................................... 11 1 2.1 1 Heating ............................................................... 11 12.12 Ultraviolet radiation ............................................. 11 13 Fracturing, cleaving and scribing ................................. 12 13.1 Fracture .................................................................. 12 13.2 Cleavin .................................................................... 12 13.3 Scribing ....................................................................12 14 Special specimen-handling techniques ......................... 13 14.1 Prepumping of gassy specimens ............................... 13 14.2 Viscous liquids ...........................................................13 14.3 Solute residue ........................................................... 13 Bibliography .....................................................................14 | Standarddokument | Oberflächenanalytik mit Bezug zur Nanotechnologie | 1
ISO 18117 | ISO 18117:2009 | Chemische Oberflächenbehandlung. Behandlung von Proben vor der Analyse | ISO/TC 201 Chemische Oberflächenanalyse | Veröffentlicht: 2009-03-15 | Test-/Messmethoden |  |  | ISO 18117:2009 gives guidance on the handling of and the containers for specimens submitted for surface chemical analysis. It is intended for the user of surface analysis services as an aid in understanding the special sample handling requirements of surface chemical analysis techniques, particularly the following: Auger electron spectroscopy (AES), secondary-ion mass spectrometry (SIMS) and X-ray photoelectron spectroscopy (XPS or ESCA). The protocols presented may also be applicable to other analytical techniques, such as TXRF, that are sensitive to surface composition. In particular instances, with particular specimens, further precautions may be necessary. | Foreword .......................................................................... iv Introduction ..................................................................... v 1 Scope ............................................................................. 1 2 Normative references ..................................................... 1 3 Terms and definitions ..................................................... 1 4 Symbols and abbreviated terms ........................................ 1 5 Explanation of the structure of this International Standard ....................................................... 1 5 General requirements and classes of specimen ........................................................................... 2 7 Specimen inﬂuences ........................................................ 4 7.1 Specimen information needed by analyst ..................... 4 7.2 History ........................................................................ 4 7.3 Specimens previously examined by other analytical techniques .......................................................................... 4 7.4 Identiﬁcation of specimens .......................................... 5 7.5 Precautions .................................................................. 5 8 Sources of specimen contamination in handling ............................................................................ 5 9 Specimen storage and transfer ........................................ 6 9.1 Storage ........................................................................ 6 9.1.1 Time ........................................................................ 6 9.1.2 Containers ............................................................... 6 9.1.3 Temperature and humidity ....................................... 6 9.2 Descriptive list of containers ...................................... 7 10 Information on specimen history ................................. 8 11 Education of specimen owner on appropriate specimen handling procedures ............................................ 8 Bibliography ...................................................................... 9 | Standarddokument | Oberflächenanalytik mit Bezug zur Nanotechnologie | 1
ISO 18118 | ISO 18118:2015 | Surface chemical analysis. Auger electron spectroscopy and X-ray photoelectron spectroscopy. Guide to the use of experimentally determined relative sensitivity factors for the quantitative analysis of homogeneous materials | ISO/TC 201 Chemische Oberflächenanalyse | Veröffentlicht: 2015-04-30 | Test-/Messmethoden |  |  | SO 18118:2015 gives guidance on the measurement and use of experimentally determined relative sensitivity factors for the quantitative analysis of homogeneous materials by Auger electron spectroscopy and X-ray photoelectron spectroscopy. | Foreword .......................................................................... iv Introduction ......................................................................v 1 Scope ..............................................................................1 2 Normative references ......................................................1 3 Termsanddefinitions ........................................................1 4 Symbols and abbreviated terms ........................................2 5 General information ....................................................... 3 6 Measurement conditions .................................................4 6.1 General ........................................................................4 6.2 Excitation source .........................................................4 6.3 Energy resolution ........................................................4 6.4 Energy step and scan rate ............................................4 6.5 Signal intensity ............................................................4 6.6 Gain and time constant (for AES instruments with analogue detection systems) .............................................. 4 6.7 Modulation to generate a derivative spectrum ............. 4 7 Data-analysis procedures ................................................ 5 8 Intensity-energy response function ................................ 5 9 Determination of chemical composition using relative sensitivity factors .............................................................. 5 9.1 Calculation of chemical composition ........................... 5 9.1.1 General ..................................................................... 5 9.1.2 Composition determined from elemental relative sensitivity factors .............................................................. 6 9.1.3 Composition determined from atomic relative sensitivity factors or average matrix relative sensitivity factors ................................................. 6 9.2 Uncertainties in calculated compositions ..................... 6 Annex A (normative) Formulae for relative sensitivity factors .............................................................................. 7 Annex B (informative) Information on uncertainty of the analytical results ................................................... 20 Bibliography ................................................................... 23 | Standarddokument | Oberflächenanalytik mit Bezug zur Nanotechnologie | 1
ISO 18337 | ISO 18337:2015 | Surface chemical analysis. Surface characterization. Measurement of the lateral resolution of a confocal fluorescence microscope | ISO/TC 201 Chemische Oberflächenanalyse | Veröffentlicht: 2015-06-30 | Test-/Messmethoden |  |  | ISO18337:2015 describes a method for determining the lateral resolution of a confocal fluorescence microscope (CFM) by imaging an object with a size much smaller than the expected resolution. | Forward..............................................................................iv Introduction........................................................................v 1 Scope .............................................................................. 1 2 Terms and deﬁnitions ......................................................1 3 Symbols and abbreviated terms .........................................1 4 General.............................................................................1 4.1 Background information................................................1 4.2 Types of CFM operation ............................................. 2 4.2.1 General.......................................................................2 4.2.2 Stage scanning CFM....................................................2 4.2.3 Laser scanning CFM...................................................2 4.2.4 Spinning disk CFM.....................................................2 4.3 Parameters that affect the lateral resolution of a CFM ........................................................................... 3 4.3.1 General.......................................................................3 4.3.2 Objective lens.............................................................3 4.3.3 Detection pinhole size and focal length of the tube lense..................................................................3 4.3.4 Collimation and purity of the laser illumination beam .................................................................................. 3 4.3.5 Polarization of the laser illumination ........................ 3 4.3.6 Excitation and emission wavelenghts..........................3 4.3.7 Image contrast ......................................................... 3 5 Measuring the lateral resolution by imaging a small object ..................................................................... 3 5.1 Background information................................................3 5.2 Selection of the sample and sample requirements........................................................................4 5.3 Setting the parameters prior to operating the instrument.....................................................................4 5.4 Data collection and analysis ........................................ 5 5.4.1 Selecting a proper spot ............................................. 5 5.4.2 Extracting a line proﬁle using band-average process.......................................................... 5 5.5 Recording the data ...................................................... 6 Annex A (informative) Sample preparation and example of data and analysis .............................................. 7 Bibliography .....................................................................10 . | Standarddokument | Oberflächenanalytik mit Bezug zur Nanotechnologie | 1
ISO 18392 | ISO/TR 18392:2005 | Chemische Analytik an Oberflächen - Röntgenphotoelektronen-Spektroskopie - Verfahren für die Bestimmung des Untergrunds | ISO/TC 201 Chemische Oberflächenanalyse | Veröffentlicht: 2005-12-00 | Test-/Messmethoden |  |  | ISO/TR 18392:2005 gives guidance for determining backgrounds in X-ray photoelectron spectra. The methods of background determination described are applicable for evaluation of spectra of photoelectrons and Auger electrons excited by X-rays from solid surfaces. | Foreword .......................................................................... iv Introduction ...................................................................... v 1 Scope ............................................................................. 1 2 Terms and deﬁnitions ..................................................... 1 3 Symbols and abbreviated terms ....................................... 1 4 Types of background in XPS .......................................... 1 5 Removal of X-ray satellites from electron spectra ............................................................................... 2 6 Estimation and removal of inelastic electron scattering from electron spectra ........................................................ 2 6.1 General Information .................................................... 2 6.2 Procedures to account for inelastic electron scattering.. 2 6.2.1 Introduction ............................................................. 2 6.2.2 Estimation of the linear background and its removal ........................................................................ 3 6.2.3 Integral background removal ..................................... 3 6.2.4 Removal based on the electron inelastic-scattering cross-section ..................................................................... 4 6.3 Procedures accounting for both inelastic and elastic scattering ......................................................... 5 6.4 Less commonly used procedures .................................. 5 6.5 Role of surface and core-hole effects in background determination .................................................................... 6 6.6 Determining the background for inhomogeneous materials ........................................................................... 6 7 Comparisons of procedures for removing effects of inelastic electron scattering from electron spectra ................................................................. 7 Bibliography ...................................................................... 8 | Standarddokument | Oberflächenanalytik mit Bezug zur Nanotechnologie | 1
ISO 18394 | ISO/PRF TR 18394 | Chemische Analytik an Oberflächen. Augerelektronen-Spektroskopie. Ursprung chemischer Informationen | ISO/TC 201 Chemische Oberflächenanalyse | in Bearbeitung Stage: 50.00 (2016-01-21) | Test-/Messmethoden |  |  | Kurzreferat nicht vorhanden | Foreword ......................................................................... iv Introduction ..................................................................... v 1 Scope ............................................................................. 1 2 Normative references ..................................................... 1 3 Terms and definitions ..................................................... 1 4 Abbreviated terms .......................................................... 1 5 Types of chemical and solid-state effects in Auger-electron spectra ...................................................... 1 6 Chemical effects arising from core-level Auger-electron transitions ................................................. 3 6.1 Introduction ................................................................ 3 6.2 Chemical shifts of Auger-electron energies .................. 3 6.3 Chemical shifts of Auger parameters ........................... 4 6.4 Chemical-state plots ................................................... 5 6.5 Databases of chemical shifts of Auger-electron energies and Auger parameters.................... 6 6.6 Chemical effects on Auger-electron satellite structures ........................................................................... 7 6.7 Chemical effects on the relative intensities and lineshapes of CCC Auger-electron lines ....................... 8 6.8 Chemical effects on the inelastic region of CCC Auger-electron spectra .......................................... 8 7 Chemical effects on Auger-electron transitions involving valence electrons ............................. 9 7.1 Introduction ................................................................ 9 7.2 Chemical-state-dependent lineshapes of CCV and CW Auger-electron spectra ............................ 9 7.3 Information on local electronic structure from analysis of CCV and CW Auger-electron lineshapes ........................................................................ 13 Bibliography .................................................................... 14 |  | Oberflächenanalytik mit Bezug zur Nanotechnologie | 1
ISO 18516 | ISO 18516:2006 | Chemische Analytik an Oberflaechen. Augerelektronen-Spektroskopie und Roentgenphotoelektronen-Spektroskopie Bestimmung | ISO/TC 201 Chemische Oberflächenanalyse | Veröffentlicht: 2006-11-30 | Test-/Messmethoden |  |  | ISO 18516:2006 describes three methods for measuring the lateral resolution achievable in Auger electron spectrometers and X-ray photoelectron spectrometers under defined settings. The straight-edge method is suitable for instruments where the lateral resolution is expected to be larger than 1 micrometre. The grid method is suitable if the lateral resolution is expected to be less than 1 micrometre but more than 20 nm. The gold-island method is suitable for instruments where the lateral resolution is expected to be smaller than 50 nm. Annexes A, B and C provide illustrative examples of the measurement of lateral resolution. | Foreword ................................................................... iv Introduction ............................................................... v 1 Scope ....................................................................... 1 2 Normative references ............................................ 1 3 Terms, deﬁnitions, symbols and abbreviated terms ............................................................................1 3.1 Terms and definitions ........................................ 1 3.2 Symbols and abbreviated terms ....................... 2 4 General information ............................................... 2 4.1 Background information ................................... 2 4.2 Measurement of lateral resolution in AES and XPS ..................................................................... 3 4.3 Dependence of lateral resolution on scan direction ..................................................................... 3 4.4 Methods for the measurement of lateral resolution in AES and XPS ..................................... 4 5 Measurement of lateral resolution with the straight-edge method ............................................... 4 5.1 Introduction ......................................................... 4 5.2 Variants of the straiht-edge method ................. 4 5.3 Selection of the straight-edge specimen ......... 5 5.4 Mounting the straight-edge specimen ............ 5 5.5 Cleaning the straight-edge specimen .............. 5 5.6 Operating the instrument ................................... 6 5.7 Data collection .................................................... 6 5.8 Data analysis ....................................................... 8 6 Measurement of lateral resolution with the grid method .............................................................. 10 6.1 Introduction ....................................................... 10 6.2 Selection of the grid specimen ........................ 10 6.3 Mounting the grid specimen ........................... 10 6.4 Cleaning the grid specimen ............................. 10 6.5 Operating the instrument ................................. 11 6.6 Data collection ................................................... 11 6.7 Data analysis .......................................................13 7 Measurement of lateral resolution with the gold-island method ................................................. 13 7.1 Introduction ....................................................... 13 7.2 Selection of the gold-island specimen ........... 13 7.3 Mounting the gold-island specimen .............. 13 7.4 Cleaning the gold-island specimen ................ 14 7.5 Operating the instrument ................................. 14 7.6 Data collection ................................................... 14 7.7 Data analysis ..................................................... 16 Annex A (informative) Determination of lateral resolution of an XPS instrument with a focused X-ray spot ...............................................17 Annex B (informative) Determination of lateral resolution from a secondary-electron line scan ...19 Annex C (informative) Determination of lateral resolution from Auger-electron line scans ...........21 Bibliography ............................................................ 24 | Standarddokument | Oberflächenanalytik mit Bezug zur Nanotechnologie | 1
ISO 18554 | In Bearbeitung ISO 18554 | Surface chemical analysis -- Electron spectroscopies -- Procedures for identifying, estimating and correcting for unintended degradation by X-rays in a material undergoing analysis by X-ray photoelectron spectroscopy | ISO/TC 201 Chemische Oberflächenanalyse | In Bearbeitung 60.00 (2016-01-25) | Test-/Messmethoden |  |  | Kurzreferat nicht vorhanden |  | Liaison-Report TC 201 | Oberflächenanalytik mit Bezug zur Nanotechnologie | 1
ISO 19318 | ISO 19318:2004 | Chemische Oberflaechenanalyse. Roentgenphotoelektronen-Spektroskopie. Darstellung von Methoden, die fuer die Aufladungskontrolle und die Aufladungskorrektur benutzt werden | ISO/TC 201 Chemische Oberflächenanalyse | Veröffentlicht: 2004-05-01 | Test-/Messmethoden |  |  | ISO 19318:2004 specifies the minimum amount of information describing the methods of charge control and charge correction in measurements of core-level binding energies for insulating specimens by X-ray photoelectron spectroscopy that shall be reported with the analytical results. Information is also provided on methods that have been found useful for charge control and for charge correction in the measurement of binding energies. | Foreword ......................................................................... iv Introduction ..................................................................... v 1 Scope ..............................................................................1 2 Normative reference .......................................................1 3 Terms and definitions ......................................................1 4 Symbols and abbreviated terms ........................................1 5 Apparatus ...................................................................... 2 6 Calibration of binding-energy scale ................................ 2 7 Reporting of information related to charge control ....... 2 7.1 Methods of charge control .......................................... 2 7.2 Information on specimen ............................................ 2 7.3 Instrument and operating conditions ........................... 3 7.4 General method for charge control .............................. 3 7.5 Reasons for needing charge control and for choosing the particular method for charge control .............................................................................. 3 7.6 Values of experimental parameters .............................. 3 7.7 Information on the effectiveness of the method of charge control .................................................. 4 8 Reporting of method(s) used for charge correction and the value of that correction ........................................ 4 8.1 Methods of charge correction ..................................... 4 8.2 Approach .................................................................... 4 8.3 Value of correction energy .......................................... 4 Annex A (informative) Description of methods of charge control and charge correction ............................ 5 A.1 Introduction ............................................................... 5 A2 Methods of charge control .......................................... 5 A3 Methods of charge correction ..................................... 7 A.4 Bias referencing [17] ................................................. 8 A5 Auger parameter measurements [32‘34] ..................... 9 Bibliography .................................................................. 10 | Standarddokument | Oberflächenanalytik mit Bezug zur Nanotechnologie | 1
ISO 19319 | ISO/TR 19319:2013 | Surface chemical analysis. Fundamental approaches to determination of lateral resolution and sharpness in beam-based methods Chemische Oberflächenanalyse - Grundlegende Ansätze zur Bestimmung der lateralen Auflösung und Schärfe von strahlenbasierten Verfahren | ISO/TC 201 Chemische Oberflächenanalyse | Veröffentlicht: 2013-03-31 | Test-/Messmethoden |  |  | ISO/TR 19319:2013 describes: functions and their relevance to lateral resolution: point spread function (PSF), line spread function (LSF), edge spread function (ESF), modulation transfer function (MTF) and contrast transfer function (CTF); experimental methods for the determination of lateral resolution and parameters related to lateral resolution: imaging of a narrow stripe, sharp edge and square-wave gratings; physical factors affecting lateral resolution, analysis area and sample area viewed by the analyser in Auger electron spectroscopy and X-ray photoelectron spectroscopy. | Foreword ..........................................................................iv Introduction ......................................................................v 1 Scope ..............................................................................1 2 Terms and deﬁnitions ......................................................1 3 Symbols and abbreviated terms ....................................... 4 4 Determination of lateral resolution and sharpness by imaging of stripe patterns ..................................................7 4.1 Theoretical background ...............................................7 4.2 Determination of the line spread function and the modulation transfer function by imaging of a narrow stripe ................................................21 4.3 Determination of the edge spread function (ESF) by imaging a straight edge .....................................................41 4.4 Determination of lateral resolution by imaging of square-wave gratings .....................................................56 5 Physical factors affecting lateral resolution, analysis area and sample area viewed by the analyser in ABS and XPS ..................................................96 5.1 General information ...................................................96 5.2 Lateral resolution of ABS and XPS ............................ 97 5.3 Analysis area ............................................................104 5.4 Sample area viewed by the analyser ..........................106 6 Measurements of analysis area and sample area viewed by the analyser in ABS and XPS ..........................107 6.1 General information .................................................107 6.2 Analysis area ............................................................108 6.3 Sample area viewed by the analyser ..........................109 Annex A (informative) Reduction of image period for 3-stripe gratings ...................................................... 110 Bibliography ..................................................................113 | Standarddokument | Oberflächenanalytik mit Bezug zur Nanotechnologie | 1
ISO 19693 | ISO/DTR 19693 | Surface chemical analysis -- Characterization of substrates for biosensing application | ISO/TC 201 Chemische Oberflächenanalyse | In Bearbeitung 30.60 (2015-09-20) | Test-/Messmethoden |  |  | Kurzreferat nicht vorhanden |  | Liaison-Report TC 201 | Oberflächenanalytik mit Bezug zur Nanotechnologie | 1
ISO 19830 | ISO 19830:2015 | Surface chemical analysis -- Electron spectroscopies -- Minimum reporting requirements for peak fitting in X-ray photoelectron spectroscopy | ISO/TC 201 Chemische Oberflächenanalyse | Veröffentlicht: 2015-11-15 | Test-/Messmethoden |  |  | ISO 19830:2015 Standard is to define how peak fitting and the results of peak fitting in X-ray photoelectron spectroscopy shall be reported. It is applicable to the fitting of a single spectrum or to a set of related spectra, as might be acquired, for example, during a depth profile measurement. This International Standard provides a list of those parameters which shall be reported if either reproducible peak fitting is to be achieved or a number of spectra are to be fitted and the fitted spectra compared. This International Standard does not provide instructions for peak fitting nor the procedures which should be adopted. |  | Liaison-Report TC 201 | Oberflächenanalytik mit Bezug zur Nanotechnologie
ISO 20263 | ISO/CD 20263 | Microbeam Analysis -- Analytical transmission electron microscopy -- Determination methods for boundary layer positions in the cross-sectional image of the multi-layered materials | ISO/TC 202/SC 3 | In Bearbeitung 30.60 (2016-01-25) | Test-/Messmethoden |  |  | Kurzreferat nicht vorhanden |  | Liaison-Report TC 202 | Schichtanalytik mit Bezug zur Nanotechnologie | 1
ISO 14644 | Deleted ISO/DIS 14644-12 | Cleanrooms and associated controlled environments -- Part 12: Classification of air cleanliness by nanoscale particle concentration | ISO/TC 209 | Deleted 40.98 (2015-07-09) | Begriffe, Definition |  |  | Kurzreferat nicht vorhanden |  | Liaison-Report TC 209 | Reinraumnorm, Bezug zu Nanopartikelkonzentrationen | 1
ISO 11811 | ISO/TR 11811:2012 DIN CEN ISO/TR 11811 DIN SPEC 91217 | "Nanotechnologien - Leitfaden für nano- und mikrotribologische Messverfahren" " Deutsche Fassung CEN ISO/TR 11811:2012 | ISO/TC 229 | Veröffentlicht: (2012-12-00) | Test-/Messmethoden |  |  | Diese DIN SPEC beschreibt Messverfahren zur Evaluierung des tribologischen Verhaltens von Gleitkontakten auf einer Skala von einigen Nanometern bis 10 Mikrometer. Es werden Anleitungen zur Durchführung solcher Messungen gegeben. Weiterhin wird ein Leitfaden über den Einfluss der Messparameter auf das Prüfergebnis geliefert. Diese DIN SPEC umfasst Techniken mit aufgebrachen Lasten zwischen 100 µN und 100 mN. Diese DIN SPEC umfasst nicht existierende Raster-Sonden-Mikroskopie-Verfahren wie Raster-Kraft-Mikroskopie oder Reibungskraft-Mikroskopie. | Einleitung ...................................................................... 4 1 Anwendungsbereich ..................................................... 5 2 Begriffe ....................................................................... 5 3 Signifikanz und Anwendung ......................................... 5 4 Kurzbeschreibung ........................................................ 6 5 Geräte und Prüfmittel .................................................. 6 5.1 Prüfsysteme ............................................................. 6 5.2 Prüfparameter .......................................................... 9 6 Prüfverfahren ............................................................ 13 6.1 Verschiedene Arten der Prüfung .............................. 13 6.2 Techniken zur Oberflächenuntersuchung ................. 17 7 Vergleichpräzision, Wiederholpräzision und Grenzen der Prüfung ...................................................... 18 8 Prüfbericht ................................................................. 19 Perinorm-Link: https://secure.beuth.de/cmd%3Bjsessionid=JKW1BYAVFZX7RU3WSX0VC6MV.2?workflowname=infoInstantdownload&docname=1631640&contextid=beuth&servicerefname=beuth&ixos=toc | Standarddokument | nano-spezifisch | 1
ISO 16550 | ISO/TS 16550:2014 | "Nanotechnologien - Bestimmung der Aktivität von Silber-Nanopartikeln durch Freisetzung von Muraminsäure aus Staphylococcus aureus" | ISO/TC 229 | Veröffentlicht: (2014-05-00) | Test-/Messmethoden & Materialspezifikation |  |  | ISO/TS 16550:2014 provides a test method for evaluating potency of silver nanoparticles to cell wall degradation of Staphylococcus aureus and muramic acid release as quantified by a gas chromatography-mass spectrometry (GC-MS). | 1 Scope ............................................................................. 1 2 Terms and deﬁnitions ......................................................1 3 Symbols and abbreviated terms ....................................... 3 4 Principles....................................................................... 3 5 Sample preparation for the determination of MA............4 5.1 Bacterial growth and AgNP treatment ......................... 4 5.2 Hydrolysis of cell wall.................................................. 6 5.3 Derivatization of cell wall ............................................6 5.4 Gas chromatography-mass spectrometry instrumentation ................................................................ 6 6 Data analysis and results interpretations ......................... 7 7 The test method for silver nanoparticle ..........................8 Annex A (informative) Gas chromatography-mass .............9 Annex B (informative) Internal standard ..........................10 Annex C (informative) Preparation of laboratory-prepared silver nanoparticles reference materials.............................11 Annex D (informative) Silver nanoparticle suspension preparation........................................................................12 Annex E (informative) Treatment control conditions; positive, negative, and bacterial suitability controls ......... 13 Bibliography.....................................................................14 | Standarddokument | nano-spezifisch | 1
ISO 17302 | ISO/TR 17302:2015 | ISO/TR 17302: "Nanotechnologies - Framework for identifying vocabulary development for nanotechnology applications in human healthcare" | ISO/TC 229 | Veröffentlicht: (2015-12-00) | Begriffe, Definition |  |  | ISO/TR 17302:2015 will not attempt a formal, comprehensive definition of "nanomedicine". Instead, it will provide a taxonomic framework for the development of vocabulary for clinical applications of nanotechnologies in human healthcare. While it is understood that the origins of nanotechnologies for healthcare applications emerge from pre-clinical and translational research, the interest of this Technical Report is to determine where these technologies will impact the clinical value chain and the practice of medicine. ISO/TR 17302:2015 is intended to facilitate communications between developers and users of nanotechnologies, deliverers and users of medicine including the pharmaceutical, research and medical communities, regulatory professionals, and additional organizations and individuals who might interact with these groups, including biotechnology, diagnostic, and medical device companies, the life sciences, patent attorneys and patent offices, institutional review boards, ethics review boards, and accreditation organizations. | Forword.............................................................................iv Introduction .......................................................................v 1 Scope .............................................................................. 1 2 Symbols and abbreviated terms ........................................ 1 3 Framework ..................................................................... 1 3.1 General..........................................................................1 3.2 The clinical value chain ............................................... 2 3.2.1 General.......................................................................2 3.2.2 Prediction and prevention ........................................ 3 3.2.3 Diagnosis ................................................................. 4 3.2.4 Therapy....................................................................5 3.2.5 Monitoring .............................................................. 5 4 Terminology development within the clinical value chain .........................................................................6 4.1 General........................................................................6 4.2 Identifying terms in need of definition in the clinical value chain ...................................................... 7 4.2.1 General.......................................................................7 4.2.2 Prediction and prevention ........................................ 8 4.2.3 Diagnosis .................................................................. 8 4.2.4 Therapy.....................................................................9 4.2.5 Monitoring ............................................................... 9 4.2.6 Further identiﬁcation of potential terms....................9 Annex A (informative) Nanomedicine terms as deﬁned in current literature ...............................................10 Annex B (informative) Nanomedicine ontology and terminology resources ................................................... ..16 Bibliography .................................................................... 18 | Standarddokument | nano-spezifisch | 1
ISO 19807 | In Bearbeitung | ISO 19807 "Specification for magnetic nanoparticle suspensions" | ISO/TC 229 | In Bearbeitung: ISO stage code: 10.60 (2015-05-12) | Test-/Messmethoden |  |  | This technical specification includes (1) description of the fundamental characteristics of magnetic nanosuspension, and (2) appropriate test methods of these characteristics. The document is only limited to magnetic nanosuspensions. |  | Internes Arbeitspapier | nano-spezifisch | 1
ISO 19808 | In Bearbeitung | ISO 19808 "Specification for carbon nanotube dispersions" | ISO/TC 229 | In Bearbeitung: ISO stage code: 00.00 (2014-03-04) | Test-/Messmethoden |  |  | The part of this Technical Specification provides guidelines on characterization of carbon nanotube suspension in liquid. It includes (1) the properties of the nanosuspension and relevant fundamental characteritics of carbon nanotubes, and (2) the measurement methods for determination of these properties. This document also recommends some common practice with regard to shipping and storage of such medium material. Characteristics specific to health, environmental and safety issues are excluded in this technical specification. |  | Internes Arbeitspapier | nano-spezifisch | 1
ISO 20477 | In Bearbeitung | Nanotechnologies -- Standard terms and their definition for cellulose nanomaterial | ISO/TC 229 | In Bearbeitung: ISO stage code: 20.00 (2015-03-27) | Begriffe, Definition |  |  | This glossary establishes standard terms for different types of cellulose nanomaterials, including the prerequisite terms needed to properly define cellulose nanomaterials. This Technical Specification also includes previously undefined secondary components found in some cellulose nanomaterials due to their manufacturing processes. The terms in this glossary are applicable to all types of cellulose nanomaterials regardless of production methods and their origin such as plants, animals, algae or bacteria. Terms of materials analogous to cellulose nanomaterials but having dimensions larger than nanoscale are described in the annex for information purposes. |  | Internes Arbeitspapier | nano-spezifisch | 1
ISO 20660 | In Bearbeitung | Nanotechnologies -- Materials specification -- Antibacterial silver nanoparticles | ISO/TC 229 | In Bearbeitung: ISO stage code: 20.00 (2015-07-21) | Materialspezifikation/Produktspezifikation |  |  | This technical specification provides requirements to describe silver nanoparticles having antibacterial property for application in nanotechnology. The technical specification describes material specification based on ISO TS 12805 in addition to antibacterial property. This technical specification does not cover characteristics specific for health and safety issues. |  | Internes Arbeitspapier | nano-spezifisch | 1
ISO 27687 | Zurückgezogen, Ersetzt durch ISO/TS 80004-2:2015 | "Nanotechnologien - Terminologie und Begriffe für Nanoobjekte - Nanopartikel, Nanofaser und Nanoplättchen" (ISO/TS 27687:2008) Deutsche Fassung CEN ISO/TS 27687:2009 | ISO/TC 229 | Veröffentlicht: (2010-02-00) Zurückgezogen, Ersetzt durch ISO/TS 80004-2:2015 | Begriffe, Definition
ISO 80004-10 | ISO/DTS 80004-10 | Nanotechnologies -- Vocabulary -- Part 10: Nano-enabled photonic components and systems | ISO/TC 229 | In Bearbeitung: ISO stage code: 30.99 (2014-10-23) | Begriffe, Definition |  |  | This specification provides a terminology for products and systems reliant on nanomaterials for their essential functionalities and exhibiting photonic properties. It is intended to facilitate communications between organizations and individuals in industry and those who interact with them. |  | Internes Arbeitspapier | nano-spezifisch | 1
ISO 80004-7 | ISO/TS 80004-7:2011 DIN ISO/TS 80004-7 DIN SPEC 52400-07 TR | "Nanotechnologien - Fachwörterverzeichnis - Teil 7: Diagnostik und Therapeutik für das Gesundheitswesen" | ISO/TC 229 | Veröffentlicht: (2012-07-00) | Begriffe, Definition |  |  | In diesem Dokument sind Begriffe angeführt, die in Zusammenhang mit Diagnostik und Therapeutik für das Gesundheitswesen im Bereich der Nanotechnologie stehen. Das Dokument ist dafür vorgesehen, die Kommunikation zwischen Organisationen und Einzelpersonen in der Industrie und denjenigen, die mit ihnen zusammenarbeiten, zu vereinfachen. Das Dokument stellt die Übernahme der ISO/TS 80004-7 in das Deutsche Normenwerk dar. | Nationales Vorwort………………………………………….…..3 Nationaler Anhang NA (informativ) Literaturhinweise…..4 Einleitung…………………………………………………………5 1 Anwendungsbereich…………………………………………..6 2 zugehörige Begriffe aus anderen Teilen der das Fachwörterverzeichnis enthaktenden Dokumentereihe ISO/TS 80004...................................................................6 Allgemeine Begriffe .........................................................7 Begriffe in Bezug auf Struktureinheiten.............................8 Literaturhinweise............................................................10 Stichwortverzeichnis.......................................................11 | Standarddokument | nano-spezifisch | 1
ISO 80004-9 | ISO/DTS 80004-9 | Nanotechnologies -- Vocabulary -- Part 9: Nano-enabled electrotechnical products and systems | ISO/TC 229 | In Bearbeitung | Begriffe, Definition |  |  | The specification provides a terminology for electrotechnical products and systems reliant on nanomaterials for their essential functionalities. It is intended to facilitate communications between organizations and individuals in industry and those who interact with them |  | Internes Arbeitspapier | nano-spezifisch | 1
ISO 12918 | In Bearbeitung ISO 12918 NW | Measurement of water sorption and other vapours on solids. | ISO/TC 24/SC 4 | Projekt in Bearbeitung | Test-/Messmethoden |  |  | Kurzreferat nicht vorhanden |  | Liaison-Report TC 24 | Messtechnik für Feststoffe auch Nanomaterialien | 1
ISO 14411-1 | Deleted ISO/CD 14411-1 | Preparation of particulate reference materials -- Part 1: Polydisperse material based on picket fence of monodisperse spherical particles | ISO/TC 24/SC 4/SC 4 | Projekt deleted 30.98 (2016-01-11) | Materialspezifikation |  |  | Kurzreferat nicht vorhanden |  | Liaison-Report TC 24 | Referenzmaterial für Nanopartikel
ISO 13762 | ISO/TS 13762:2001 zurückgezogen | Particle size analysis -- Small angle X-ray scattering method, Korngroessenanalyse. Partikelmessung durch Streuung von Engwinkel-Roentgenstrahlung | ISO/TC 24/SC 4/SC 4 LBI/37 | Veröffentlicht: 2002-12-04 Zurückgezogen | Test-/Messmethoden |  |  |  | nicht vorhanden
ISO 18473-1 | ISO 18473-1:2015 | Functional pigments and extenders for special applications -- Part 1: Nanoscale calcium carbonate for sealant application | ISO/TC 256 | Veröffentlicht: 2015-08-15 | Testmethode/ Materialspezifikation |  |  | ISO 18473-1:2015 specifies requirements and corresponding methods of test for surface treated nanoscale calcium carbonate in powder form for sealant application. |  | Standarddokument | Spezifikation von Nanomaterial | 1
ISO 18473-3 | In Bearbeitung ISO/CD 18473-3 | Functional pigments and extenders for special applications -- Part 3: Fumed silica for silicone rubber application | ISO/TC 256 | In Bearbeitung Stage: 30.20 (2015-12-11) | Testmethode/ Materialspezifikation |  |  | Kurzreferat nicht vorhanden |  | Liaison-Report TC 256 | Spezifikation von Nanomaterial | 1
ISO 19403-1 | In Bearbeitung ISO/DIS 19403-1 | Paints and varnishes -- Wettability -- Part 1: Terminology and general principles | ISO/TC 35 /SC 9 | In Bearbeitung: ISO stage code: 40.20 (2015-11-12) | Begriffe, Definitionen |  |  | Kurzreferat nicht vorhanden |  | Liaison-Report TC 35 | Spezifizierung von Oberflächeneigenschaften mit Bezug zur Nanotechnologie | 1
ISO 19403-2 | In Bearbeitung ISO/DIS 19403-2 | Paints and varnishes -- Wettability -- Part 2: Determination of the surface free energy of solid surfaces by measuring the contact angle | ISO/TC 35 /SC 9 | In Bearbeitung: ISO stage code: 40.20 (2015-11-12) | Test-/Messmethoden |  |  | Kurzreferat nicht vorhanden |  | Liaison-Report TC 35 | Spezifizierung von Oberflächeneigenschaften mit Bezug zur Nanotechnologie | 1
ISO 19403-3 | In Bearbeitung ISO/DIS 19403-3 | Paints and varnishes -- Wettability -- Part 3: Determination of the surface tension of liquids using the pendant drop method | ISO/TC 35 /SC 9 | In Bearbeitung: ISO stage code: 40.20 (2015-11-12) | Test-/Messmethoden |  |  | Kurzreferat nicht vorhanden |  | Liaison-Report TC 35 | Spezifizierung von Oberflächeneigenschaften mit Bezug zur Nanotechnologie | 1
ISO 19403-4 | In Bearbeitung ISO/DIS 19403-4 | Paints and varnishes -- Wettability -- Part 4: Determination of the polar and dispersive fractions of the surface tension of liquids from an interfacial tension | ISO/TC 35 /SC 9 | In Bearbeitung: ISO stage code: 40.20 (2015-11-12) | Test-/Messmethoden |  |  | Kurzreferat nicht vorhanden |  | Liaison-Report TC 35 | Spezifizierung von Oberflächeneigenschaften mit Bezug zur Nanotechnologie | 1
ISO 19403-5 | In Bearbeitung ISO/DIS 19403-5 | Paints and varnishes -- Wettability -- Part 5: Determination of the polar and dispersive fractions of the surface tension of liquids from contact angles measurements on a solid with only a disperse contribution to its surface energy | ISO/TC 35 /SC 9 | In Bearbeitung: ISO stage code: 40.20 (2015-11-12) | Test-/Messmethoden |  |  | Kurzreferat nicht vorhanden |  | Liaison-Report TC 35 | Spezifizierung von Oberflächeneigenschaften mit Bezug zur Nanotechnologie | 1
ISO 19403-6 | In Bearbeitung ISO/DIS 19403-6 | Paints and varnishes -- Wettability -- Part 6: Measurement of dynamic contact angle | ISO/TC 35 /SC 9 | In Bearbeitung: ISO stage code: 40.20 (2015-11-12) | Test-/Messmethoden |  |  | Kurzreferat nicht vorhanden |  | Liaison-Report TC 35 | Spezifizierung von Oberflächeneigenschaften mit Bezug zur Nanotechnologie | 1
ISO 19403-7 | In Bearbeitung ISO/DIS 19403-7 | Paints and varnishes -- Wettability -- Part 7: Measurement of the contact angle on a tilt stage (roll-off angle) | ISO/TC 35 /SC 9 | In Bearbeitung: ISO stage code: 40.20 (2015-11-12) | Test-/Messmethoden |  |  | Kurzreferat nicht vorhanden |  | Liaison-Report TC 35 | Spezifizierung von Oberflächeneigenschaften mit Bezug zur Nanotechnologie | 1
ISO 26000 | ISO 26000:2010 DIN ISO 26000 | Guidance on social responsibility Leitfaden zur gesellschaftlichen Verantwortung | ISO/TMBG | Veröffentlicht 2011-01 | Sonstige |  |  | ISO 26000:2010 is intended to assist organizations in contributing to sustainable development. It is intended to encourage them to go beyond legal compliance, recognizing that compliance with law is a fundamental duty of any organization and an essential part of their social responsibility. It is intended to promote common understanding in the field of social responsibility, and to complement other instruments and initiatives for social responsibility, not to replace them. In applying ISO 26000:2010, it is advisable that an organization take into consideration societal, environmental, legal, cultural, political and organizational diversity, as well as differences in economic conditions, while being consistent with international norms of behaviour. |  | Standarddokument | Allgemeiner Standard, Nanopartikel in Bezug auf Verbraucherinformation erwähnt | 1

## ISO_Projektvorschläge
Titel | Komitee | Status
High throughput screening method for nanoparticles toxicity using 3D cells | ISO/TC 229 | Potential NWIP
in vivo aquatic toxicity assessment of nanomaterials using dechorionated zebrafish embryo | ISO/TC 229 | Potential NWIP
Strategies and methodologies for measuring engineered or manufactured nano-objects in the environment | ISO/TC 229 | Potential NWIP
The use of Label-free impedance technology to assess the toxicity of nanomaterials in vitro | ISO/TC 229 | Potential NWIP
Toxicokinetics of nanosilver | ISO/TC 229 | Preliminary WI

## Mandat_M461
Normungsgremium | Standardisierungsthemen | Status gemäß CEN-Abfrage (Stand 9/2015) WI= Work Item | Existierende Standards mit thematischem Bezug | Work Items | Work Items
CEN/TC 137 Assessment of workplace exposure to chemical and biological agents | (TS) Guidance on measurement techniques relevant to different exposure routes: Inhalation | WI to be treated under Mandate M461 (SA 2012-06) |  | EN (WI 00137052) "Characterization of ultrafine aerosols/nanoaerosols – Determination of number concentration using condensation particle counters" to be published in 4 years EN (WI 00137053) “Workplace exposure – Assessment of inhalation exposure to engineered nano-objects and their aggregates and agglomerates” to be published in 6 years
CEN/TC 137 Assessment of workplace exposure to chemical and biological agents | (TS) Guidance on measurement techniques relevant to different exposure routes: Skin exposure | WI to be treated under Mandate M461 (SA 2012-06) |  | EN (WI 00137054) "Nanotechnologies - Guidance on measurands for characterising nano-objects and materials that contain them" to be published in 6 years
CEN/TC 137 Assessment of workplace exposure to chemical and biological agents | (TS) Guidance on metrics to be used for the exposure measurements of nanomaterials (nano-objects and nanostructured materials) such as mass concentration, number concentration and surface area concentration, with recommendations for relevance to specific toxicological end-points | WI to be treated under Mandate M461 (SA 2012-06) |  | EN (WI 00137056) "Workplace exposure - Metrics to be used for the measurements of exposure to inhaled nanoparticles (nano-objects and nanostructured materials) such as mass concentration, number concentration and surface area concentration" to be published in 6 years
CEN/TC 137 Assessment of workplace exposure to chemical and biological agents | (TS) Guidance on simulation approaches and models for the specific prediction of workplace | WI to be treated under Mandate M461 (SA 2012-06) |  | EN (WI 00137057) “Workplace exposure - Measurement of dustiness of bulk nanomaterials - Part 1: General guidance and requirements" to be published in 6 years EN (WI 00137058) Part 2: Rotating drum method to be published in 6 years EN (WI 00137059) Part 3: Continuous drop method to be published in 6 years EN (WI 00137061) Part 4: Small rotating drum method to be published in 6 years EN (WI 00137061) Part 5: Vortex shaker method to be published in 6 years
CEN/TC 137 Assessment of workplace exposure to chemical and biological agents | (TS) Guidance on dosimetry and exposure determination in occupational settings relevant to manufactured nanomaterials | Work partially covered by standards | EN ISO 13138 "Air quality - Sampling conventions for airborne particle deposition in the human respiratory system" published in January 2012
CEN/TC 138 Non-destructive testing | (EN) crystal structure – application to nano-objects. X-ray diffraction" | No work expected
CEN/TC 162 Protective clothing including hand and arm protection and lifejackets | (TS) Methodology to Determine effectiveness of Filtration Media against Nanomaterials: PPE | WI to be confirmed
CEN/TC 195 Air filters for general air cleaning | TS) Methodology to Determine effectiveness of Filtration Media against Nanomaterials: General air filtration | WI to be treated under Mandate M461 |  | EN (WI 00195034) “Methodology to determine effectiveness of filtration media against nanomaterials - 20-500 nm size range” to be published in 6 years CEN TS (WI 00195022) “Methodology to determine effectiveness of filtration media against nanomaterials - 3-30 nm size range” to be published in 6 years
CEN/TC 230 Water analysis | (EN) water solubility | WI to be confirmed
CEN/TC 230 Water analysis | (TS) Guidance on detection and identification of nano-objects (in all media types, including waste streams from manufacturing and manufacturing discharges) | WI to be confirmed
CEN/TC 230 Water analysis | (TS) Guidance on sampling, particularly to determine exposure to and from environmental sources | Work partially covered by standard | ISO 11464 "Soil quality - Pretreatment of samples for physico-chemical analysis" and EN 15002 "Characterization of waste - Preparation of test portions from the laboratory sample"
CEN/TC 230 Water analysis | (TS) Protocols for the characterization of manufactured nanoparticles from aerosols and from environmental sources, including sampling, sample stabilization, agglomeration, aggregation, etc. | Work partially covered by standard | ISO 11464 "Soil quality - Pretreatment of samples for physico-chemical analysis" and EN 15002 "Characterization of waste - Preparation of test portions from the laboratory sample"
CEN/TC 248 Textiles and textile products | (TS) Guidance on measurement techniques relevant to different exposure routes: Skin exposure | WI to be confirmed
CEN/TC 352 Nanotechnologies | (TS) Guidance on measurement techniques relevant to different exposure routes: Ingestion | Review need to be continued
CEN/TC 352 Nanotechnologies | (TS) Guidance on detection and identification of nano-objects (in all media types, including waste streams from manufacturing and manufacturing discharges) | Review need to be continued
CEN/TC 352 Nanotechnologies | (TS) Guidance on simulation approaches and models for the specific prediction of: consumer and environmental: exposure to manufactured nanoparticles taking especially into account possible but representative uses, worst case scenarios, accuracy, comparability, reproducibility, repeatability and predictability of the real situation and end-of-life issues | Review need to be continued
CEN/TC 352 Nanotechnologies | (TS) Protocols for determining the explosivity and flammability of nano-powders (for transport, handling and storage) | WI to be treated under Mandate M461 |  | CEN/TS (WI 0035213) "Nanotechnologies – Guidelines for determining protocols for the explosivity and flammability of powders containing nano-objects (for transport, handling and storage)" to be published in 6 years
CEN/TC 352 Nanotechnologies | (TS) Guidance on detection and identification of nanoparticles and other nanoscale entities (in all media types, including waste streams from manufacturing and manufacturing discharges) | WI to be treated under Mandate M461 |  | CEN/TS (WI 0035212) "Nanotechnologies – Guidance on detection and identification of nano-objects in complex matrices" to be published in 6 years
CEN/TC 352 Nanotechnologies | TS) Guide to the identification and definition of measurands required for characterising, evaluating functional properties and performance, etc, of materials at the nanoscale | WI to be treated under Mandate M461 |  | CEN/TS (WI 0035210) Guide to the identification and definition of measurands required for characterizing, evaluating functional properties and performance of materials at the nanoscale to be published in 4 years
CEN/TC 352 Nanotechnologies | TR) Guide to modelling (measurement, simulation and visualization) at the nanoscale
CEN/TC 352 Nanotechnologies | TS) Guide to the management of waste and the disposal of nanomaterials | WI to be treated under Mandate M461 |  | CEN/TS (WI 0035214) "Nanotechnologies – Guidelines for the management and disposal of waste from the manufacturing and processing of manufactured nano-objects" to be published in 6 years
CEN/TC 352 Nanotechnologies | (TR) Protocols for whole life cycle assessment of nanoscale materials, devices and products | WI to be treated under Mandate M461 |  | CEN/TS (WI 0035211f207) "Nanotechnologies – Guidelines for aspects of Life Cycle Assessment specific to nanomaterials" to be published in 6 years
CEN/TC 352 Nanotechnologies | TR/TS) Nanocomposites - guidance on ageing / particle release | WI to be treated under Mandate M461
ISO/TC 24/SC4 Particle characterization | (EN) morphology (shape, aspect ratio - length/thickness;..) | Work already covered by standards | ISO 9276-6 "Representation of results of particle size analysis -Part 6: Descriptive and quantitative representation of particle shape and morphology", ISO 13322-1 "Particle size analysis - Image analysis methods - Part 1: Static image analysis methods" and Part 2 "Dynamic image analysis methods"
ISO/TC 24/SC4 Particle characterization | (EN) specific surface area | Work already covered by standards | ISO 9277 "Determination of the specific surface area of solids by gas adsorption – BET method"
ISO/TC 24/SC4 Particle characterization | (EN) particle size and size distribution | Work already covered by standards | ISO 9276-1 "Representation of results of particle size analysis - Part 1: Graphical representation", Part 2"Calculation of average particle sizes/diameters and moments from particle size distributions", Part 3 "Adjustment of an experimental curve to a reference model", Part 4 "Characterization of a classification process", Part 5 "Methods of calculation relating to particle size analyses using logarithmic normal probability distribution" and Part 6 "Descriptive and quantitative representation of particle shape and morphology"
ISO/TC 24/SC4 Particle characterization | (EN) surface charge of nano-objects | Work already covered by standards | Work already covered by ISO 13099-1 "Colloidal systems - Methods for zeta-potential determination - Part 1 : electroacoustic and electrokinetic phenomena", Part 2 "Optical methods" and Part 3 "Acoustic methods"
ISO/TC 24/SC4 Particle characterization | (EN) aggregation and agglomeration state | Review need to be continued
ISO/TC 24/SC4 Particle characterization | (EN) dispersibility and dispersion stability (in the appropriate media) | Work already covered by standards | PWI 12187 "Particle size analysis - Dispersed stability characterization in liquids" and TR 10973 "Guidelines for the characterization of dispersion stability"
ISO/TC 24/SC4 Particle characterization | (TS) Guidance on how to address background issues in different exposure settings | Review need to be continued
ISO/TC 24/SC4 Particle characterization | (TR) Guidance documents on uncertainties caused by aggregation, agglomeration, dissolution and degradation as regards measurement uncertainties | Review need to be continued
ISO/TC 24/SC4 Particle characterization | (TS) Protocols for the characterization of manufactured nanoparticles from aerosols and from environmental sources, including sampling, sample stabilization, agglomeration, aggregation, etc. | Review need to be continued
ISO/TC 142 Cleaning equipment for air and other gases | TS) Methodology to Determine effectiveness of Filtration Media against Nanomaterials:General air filtration | WI to be treated under Mandate M461 (VIA Vienna Agreement with CEN/TC 195) |  | EN (WI 00195034) “Methodology to determine effectiveness of filtration media against nanomaterials - 20-500 nm size range” to be published in 6 years CEN TS (WI 00195022) “Methodology to determine effectiveness of filtration media against nanomaterials - 3-30 nm size range” to be published in 6 years
ISO/TC 146/SC 2 Air Quality – Workplace Atmospheres | (TS) Guidance on measurement techniques relevant to different exposure routes: Skin exposure | WI to be treated under Mandate M461 |  | EN (WI 00137054) "Nanotechnologies - Guidance on measurands for characterising nano-objects and materials that contain them" to be published in 6 years
ISO/TC 146/SC 2 Air Quality – Workplace Atmospheres | (TS) Guidance on sampling, particularly to determine exposure to and from environmental sources | WI to be confirmed
ISO/TC 194 Biological evaluation of medical devices | (TS) Guidance on measurement techniques relevant to different exposure routes: Biomaterial degradation | WI to be confirmed
ISO/TC 201 Surface chemical analysis | (EN) chemical composition: Surface analysis techniques | Work already covered by standards | ISO/TR 14187 "Surface chemical analysis - Characterization of nanostructured materials"
ISO/TC 201 Surface chemical analysis | (EN) surface chemistry | Work already covered by standards | ISO/TR 14187 "Surface chemical analysis - Characterization of nanostructured materials"
ISO/TC 201 Surface chemical analysis | (EN) surface topography | Work already covered by standards | SO/TR 14187 "Surface chemical analysis - Characterization of nanostructured materials" and with projects concerning SPMs including ISO/CS 11952 "Surface chemical analysis - Scanning probe microscopy - Determination of geometric quantities using SPM : Calibration of measuring systems", ISO/AWI 11939 Standards on the measurement of angle between an AFM tip and surface and its certified reference material", ISO/AWI 13095 "Surface Chemical Analysis - Atomic force microscopy - Procedure for in situ characterization of AFM probe shank profile used for nanostructure measurement" and ISO/AWI 13083 "Surface chemical analysis - Scanning Probe MicroscopyStandards on the definition and calibration of spatial resolution of Scanning Spreading Resistance Microscopy and Scanning Capacitance Microscopy"
ISO/TC 202 Microbeam analysis | (EN) chemical composition: “Electron microprobe techniques | WI to be confirmed
| (EN) crystal structure – application to nano-objects - Electron diffraction | WI to be confirmed
ISO/TC 229 Nanotechnologies | (EN) octanol-water partitioning coefficient | No work expected
ISO/TC 229 Nanotechnologies | (TS) Guidance on sampling, particularly to determine exposure to and from environmental sources | WI to be confirmed
ISO/TC 229 Nanotechnologies | (TS) Guidance documents on specific methods for the determination of partitioning and the fate of nanomaterials between and within different environmental compartments (e.g. air, water, soil) in the case of environmental exposure | WI to be confirmed
ISO/TC 229 Nanotechnologies | (TR/TS) Guidance on determination of environmental partitioning amongst environmental compartments together with their possible interactions | WI to be confirmed
ISO/TC 229 Nanotechnologies | (TS) Guidance on safe handling of manufactured nanoparticles and other manufactured nanoscale entities (including selection of Personal Protective Equipment) | WI to be confirmed
ISO/TC 229 Nanotechnologies | (TS) Guidance on containment, trapping and destruction of nanoparticles and other manufactured nanoscale entities | WI to be confirmed
ISO/TC 229 Nanotechnologies | (TS) Methods to assess emissions from handling, or machining of nanomaterial containing products | Work partially covered by standard | ISO/DIS 12025 "Nanomaterials - Quantification of nano-object release from powders by generation of aerosols"
ISO/TC 229 Nanotechnologies | (TS) Product specifications for different manufactured nanomaterials | WI to be confirmed
ISO/TC 229 Nanotechnologies | (TR) Guide to basic morphology and purity of manufactured nanoparticles and other nanoscale entities | WI to be confirmed
ISO/TC 229 Nanotechnologies | (TS) Guides to purity evaluation of manufactured nanoparticles and other nanoscale | WI to be confirmed
IEC/TC113 Nanotechnology standardisation for | TS) Guide to the identification and definition of measurands required for characterising, evaluating functional properties and performance, etc, of devices at the nanoscale | WI to be confirmed

## ASTM_International
Kategorie | Dokument | Titel | Scope | URL
Education and Workforce Development | E2996 - 15 | Standard Guide for Workforce Education in Nanotechnology Health and Safety | This guide provides guidelines for basic workforce education in health and safety topics related to nanotechnology, to be taught at an undergraduate college level. This education should be broad to prepare an individual to work safely within one of the many areas in nanotechnology research, development, or manufacturing. The individual so educated may be involved in material handling, manufacture, distribution, storage, use, or disposal of nanoscale materials. | http://www.astm.org/Standards/E2996.htm
Education and Workforce Development | E3001 - 15 | Standard Practice for Workforce Education in Nanotechnology Characterization | This practice describes a procedure to provide the basic education of characterization methods for nanometer-scale materials, to be taught at an undergraduate college level. This education should be broad and include a suite of characterization methods to prepare an individual to work in various capacities within one of the many areas in nanotechnology research, development, or manufacturing. | http://www.astm.org/Standards/E3001.htm
Education and Workforce Development | E3034 - 15 | Standard Guide for Workforce Education in Nanotechnology Pattern Generation | This guide provides a framework for a basic workforce education in pattern generation topics related to nanotechnology, to be taught at an undergraduate college level. The education should be broadbased, preparing an individual to work in one of many areas in naotechnology research, development, or manufacturing. The individual so educated may be involved in nanoscale pattern definition. | http://www.astm.org/Standards/E3034.htm
Environment, Health, and Safety | E2524 - 08(2013) | Standard Test Method for Analysis of Hemolytic Properties of Nanoparticles | This test method covers assessing the effect of nanoparticulate materials on the integrity of red blood cells. | http://www.astm.org/Standards/E2524.htm
Environment, Health, and Safety | E2525 - 08(2013) | Standard Test Method for Evaluation of the Effect of Nanoparticulate Materials on the Formation of Mouse Granulocyte-Macrophage Colonies | This test method provides a protocol for quantitative analysis of the effect of nanoparticulate materials in physiologic solution on granulocyte-macrophage colony-forming units. | http://www.astm.org/Standards/E2525.htm
Environment, Health, and Safety | E2526 - 08(2013) | Standard Test Method for Evaluation of Cytotoxicity of Nanoparticulate Materials in Porcine Kidney Cells and Human Hepatocarcinoma Cells | This test method provides a methodology to assess the cytotoxicity of suspensions of nanoparticulate materials in porcine proximal tubule cells (LLC-PK1) and human hepatocarcinoma cells (Hep G2) which represents potential target organs following systemic administration | http://www.astm.org/Standards/E2526.htm
Environment, Health, and Safety | E2535 - 07(2013) | Standard Guide for Handling Unbound Engineered Nanoscale Particles in Occupational Settings | This guide describes actions that could be taken by the user to minimize human exposures to unbound, engineered nanoscale particles (UNP) in research, manufacturing, laboratory and other occupational settings where UNP may reasonably be expected to be present. It is intended to provide guidance for controlling such exposures as a cautionary measure where neither relevant exposure standards nor definitive hazard and exposure information exist. | http://www.astm.org/Standards/E2535.htm
Informatics and Terminology | E2456 - 06(2012) | Standard Terminology Relating to Nanotechnology | Nanotechnology is an emerging field; this standard defines the novel terminology developed for its broad multi- and interdisciplinary activities. As the needs of this area develop, this standard will evolve accordingly. Its content may be referenced or adopted, or both, in whole or in part, as demanded by the needs of the individual user. | http://www.astm.org/Standards/E2456.htm
Informatics and Terminology | E2909 - 13 | Standard Guide for Investigation/Study/Assay Tab-Delimited Format for Nanotechnologies (ISA-TAB-Nano): Standard File Format for the Submission and Exchange of Data on Nanomaterials and Characterizations | This guide (ISA-TAB-Nano) specifies the format for representing and sharing information about nanomaterials, small molecules and biological specimens along with their assay characterization data (including metadata, and summary data) using spreadsheet or TAB-delimited files. | http://www.astm.org/Standards/E2909.htm
Physical and Chemical Characterization | E2490 - 09(2015) | Standard Guide for Measurement of Particle Size Distribution of Nanomaterials in Suspension by Photon Correlation Spectroscopy (PCS) | This guide deals with the measurement of particle size distribution of suspended particles, which are solely or predominantly sub-100 nm, using the photon correlation (PCS) technique. It does not provide a complete measurement methodology for any specific nanomaterial, but provides a general overview and guide as to the methodology that should be followed for good practice, along with potential pitfalls. | http://www.astm.org/Standards/E2490.htm
Physical and Chemical Characterization | E2578 - 07(2012) | Standard Practice for Calculation of Mean Sizes/Diameters and Standard Deviations of Particle Size Distributions | The purpose of this practice is to present procedures for calculating mean sizes and standard deviations of size distributions given as histogram data (see Practice E1617). The particle size is assumed to be the diameter of an equivalent sphere, for example, equivalent (area/surface/volume/perimeter) diameter. | http://www.astm.org/Standards/E2578.htm
Physical and Chemical Characterization | E2834 - 12 | Standard Guide for Measurement of Particle Size Distribution of Nanomaterials in Suspension by Nanoparticle Tracking Analysis (NTA) | This guide deals with the measurement of particle size distribution of suspended particles, from ~10 nm to the onset of sedimentation, sample dependent, using the nanoparticle tracking analysis (NTA) technique. It does not provide a complete measurement methodology for any specific nanomaterial, but provides a general overview and guide as to the methodology that should be followed for good practice, along with potential pitfalls. | http://www.astm.org/Standards/E2834.htm
Physical and Chemical Characterization | E2859 - 11 | Standard Guide for Size Measurement of Nanoparticles Using Atomic Force Microscopy | The purpose of this document is to provide guidance on the quantitative application of atomic force microscopy (AFM) to determine the size of nanoparticles deposited in dry form on flat substrates using height (z-displacement) measurement. Unlike electron microscopy, which provides a two-dimensional projection or a two-dimensional image of a sample, AFM provides a three-dimensional surface profile. While the lateral dimensions are influenced by the shape of the probe, displacement measurements can provide the height of nanoparticles with a high degree of accuracy and precision. If the particles are assumed to be spherical, the height measurement corresponds to the diameter of the particle. In this guide, procedures are described for dispersing gold nanoparticles on various surfaces such that they are suitable for imaging and height measurement via intermittent contact mode AFM. Generic procedures for AFM calibration and operation to make such measurements are then discussed. Finally, procedures for data analysis and reporting are addressed. The nanoparticles used to exemplify these procedures are National Institute of Standards and Technology (NIST) reference materials containing citrate-stabilized negatively charged gold nanoparticles in an aqueous solution. | http://www.astm.org/Standards/E2859.htm
Physical and Chemical Characterization | E2864 - 13 | Standard Test Method for Measurement of Airborne Metal and Metal Oxide Nanoparticle Surface Area Concentration in Inhalation Exposure Chambers using Krypton Gas Adsorption | This test method covers determination of surface area of airborne metal and metal oxide nanoparticles in inhalation exposure chambers for inhalation toxicology studies. Surface area may be measured by gas adsorption methods using adsorbates such as nitrogen, krypton, and argon (Brunauer et al., 1938; Anderson, 1975; Gregg and Sing, 1982) (1, 2, 3)2 or by ion attachment and mobility-based methods (Ku and Maynard, 2005) (4). This test method is specific to the measurement of surface area by gas adsorption by krypton gas adsorption. The test method permits the use of any modern commercial krypton adsorption instruments but strictly defines the sample collection, outgassing, and analysis procedures for metal and metal oxide nanoparticles. Use of krypton is required due to the low overall surface area of particle-laden samples and the need to accurately measure the background surface area of the filter used for sample collection. Instrument-reported values of surface area based on the multipoint Brunauer, Emmett and Teller (BET) equation (Brunauer et al., 1938; Anderson, 1975; Gregg and Sing, 1982) (1, 2, 3) are used to calculate surface area of airborne nanoparticles collected on a filter. | http://www.astm.org/Standards/E2864.htm
Physical and Chemical Characterization | E2865 - 12 | Standard Guide for Measurement of Electrophoretic Mobility and Zeta Potential of Nanosized Biological Materials | This guide deals with the measurement of mobility and zeta potential in systems containing biological material such as proteins, DNA, liposomes and other similar organic materials that possess particle sizes in the nanometer scale (<100 nm). | http://www.astm.org/Standards/E2865.htm

## Leitfäden
Thema | Region | Autor/Institution | Erscheinungsjahr | Studie/Report
Messtechnik/ Charakterisierung | Länderebene | LUBW Landesanstalt für Umwelt, Messungen und Naturschutz Baden-Württemberg | 2014 | Nanomaterialien: Charakterisierung und Messung
Messtechnik/ Charakterisierung | Bund | IUTA, BG RCI, BAuA, IFA, VCI | 2012 | Ein mehrstufiger Ansatz zur Expositionsermittlung und -bewertung nanoskaliger Aerosole, die aus synthetischen Nanomaterialien in die Luft am Arbeitsplatz freigesetzt werden
Messtechnik/ Charakterisierung | Bund | BAM | 2012 | Charakterisierung von nanoskaligen Eigenschaften chemischer Stoffe als Grundlage für die Regulierung im Rahmen der Verordnung (EG) Nr. 1907/2006 (REACH)
Messtechnik/ Charakterisierung | EU | Joint Research Centre | 2012 | Report 2012: Requirements on measurements for the implementation of the European Commission definition of the term 'nanomaterial'
Messtechnik/ Charakterisierung | EU | Joint Research Centre | 2015 | Towards a review of the EC Recommendation for a definition of the term “nanomaterial"- Scientific-technical evaluation of options to clarify the definition and to facilitate its implementation
Messtechnik/ Charakterisierung | EU | Joint Research Centre | 2014 | Basic comparison of particle size distribution measurements of pigments and fillers using commonly available industrial methods
Messtechnik/ Charakterisierung | International | International Cooperation on Cosmetics Regulators (ICCR) | 2011 | Report of the Joint Regulator - Industry Ad Hoc Working Group: Currently Available Methods for Characterization of Nanomaterials
Arbeitsschutz | Bund | IG Bergbau, Chemie, Energie, | 2011 | Nanomaterialien – Herausforderung für den Arbeits- und Gesundheitsschutz
Arbeitsschutz | Bund | Deutsche Gesetzliche Unfallversicherung | 2010 | DGUV Information 213-021 (bisher BGI/GUV-I 5149) Nanomaterialien am Arbeitsplatz
Arbeitsschutz | Bund | Deutsche Gesetzliche Unfallversicherung/ IFA | n.n. | Homepage: Nanopartikel am Arbeitsplatz
Arbeitsschutz | Bund | Deutsche Gesetzliche Unfallversicherung | 2015 | DGUV Information 213-853: Nanomaterialien im Labor
Arbeitsschutz | Bund | Ausschuss für Gefahrstoffe (AGS) | 2015 | Beurteilungsmaßstab für technisch gezielt hergestellte ultrafeine Stäube aus alveolengängigen granulären biobeständigen Stäuben ohne bekannte signifikante spezifische Toxizität.
Arbeitsschutz | Bund | Ausschuss für Gefahrstoffe (AGS) | 2013 | Bekanntmachung 527 "Hergestellte Nanomaterialien"
Arbeitsschutz | Bund | BAUA/ VCI | 2012 | Empfehlung für die Gefährdungsbeurteilung bei Tätigkeiten mit Nanomaterialien am Arbeitsplatz
Arbeitsschutz | Bund | Verband der deutschen Lack- und Druckfarbenindustrie e. V. | 2010 | Leitfaden für den Umgang mit Nanoobjekten am Arbeitsplatz
Arbeitsschutz | Bund/Länder | Länderausschuss für Arbeitsschutz und Sicherheitstechnik (LASI) | 2010 | Nanomaterialien: Schutz von Beschäftigten am Arbeitsplatz
Arbeitsschutz | Länderebene | LUBW Landesanstalt für Umwelt, Messungen und Naturschutz Baden-Württemberg | 2009 | Nanomaterialien: Arbeitsschutzaspekte
Arbeitsschutz | Länderebene | Bayerisches Landesamt für Gesundheit und Lebensmittelsicherheit | 2012 | Nanomaterialien am Arbeitsplatz: Exposition, gesundheitliche Risiken und Präventionsmaßnahmen
Arbeitsschutz | EU | BAUA | 2015 | Nano to go!" Praktische Leitlinie zum Arbeitsschutz bei Tätigkeiten mit Nanomaterialien im Labormaßstab im Rahmen des EU-Projektes NanoValid
Arbeitsschutz | EU | Europäische Agentur für Sicherheit und Gesundheitsschutz am Arbeitsplatz | 2015 | Umgang mit Nanomaterialien am Arbeitsplatz
Arbeitsschutz | EU | Europäische Agentur für Sicherheit und Gesundheitsschutz am Arbeitsplatz | 2013 | E-fact 74: Nanomaterialien bei Instandhaltungsarbeiten: Risiken und Prävention bei der Arbeit
Arbeitsschutz | EU | Europäische Agentur für Sicherheit und Gesundheitsschutz am Arbeitsplatz | 2013 | E-fact 73: Nanomaterialien im Gesundheitswesen: Risiken und Prävention bei der Arbeit
Arbeitsschutz | EU | Europäische Agentur für Sicherheit und Gesundheitsschutz am Arbeitsplatz | 2013 | E-fact 72: Instrumente für den Umgang mit Nanomaterialien am Arbeitsplatz und Präventionsmaßnahmen
Arbeitsschutz | EU | Generaldirektion (GD) Beschäftigung, Soziales und Integration | 2014 | Working safely with manufactured nanomaterials - Guidance for Workers
Arbeitsschutz | EU | Generaldirektion (GD) Beschäftigung, Soziales und Integration | 2014 | Guidance on the protection of the health and safety of workers from the potential risks related to nanomaterials at work - Guidance for employers and health and safety practitioners
Arbeitsschutz | EU | Europäische Vereinigung der Lack-, Druckfarben- und Künstlerfarbenindustrie (CEPE): | 2013 | CEPE-Guidance for the Handling of Engineered Nano Objects in the Workplace
Toxizitäts- und Expositionsbewertung | EU | ECHA | 2012 | Guidance on information requirements and chemical safety assessment Appendix R14 Recommendations for nanomaterials applicable to Chapter R.14 Occupational exposure estimation", NV/JM/MONO(2016)320
Toxizitäts- und Expositionsbewertung | EU | ECHA | 2012 | Guidance on information requirements and chemical safety assessment. Appendix R7, Recommendations for nanomaterials applicable to: Chapter R7 Endpoint specific guidance."
Toxizitäts- und Expositionsbewertung | EU | ECHA | 2014 | Assessing human health and environmental hazards of nanomaterials - Best practice for REACH Registrants
Toxizitäts- und Expositionsbewertung | EU | ECHA | 2014 | Best practices on physicochemical and substance identity information for nanomaterials
Toxizitäts- und Expositionsbewertung | EU | ECHA | 2014 | Human health and environmental exposure assessment and risk characterisation of nanomaterials: Best practice for REACH registrants
Toxizitäts- und Expositionsbewertung | International | OECD | 2012 | No. 36 - ENV/JM/MONO(2012)40 Guidance on Sample Preparation and Dosimetry for the Safety Testing of Manufactured Nanomaterials
Toxizitäts- und Expositionsbewertung | International | OECD | 2012 | No. 35 - ENV/JM/MONO(2012)14: Inhalation Toxicity Testing: Expert Meeting on Potential Revisions to OECD Test Guidelines and Guidance Document”
Toxizitäts- und Expositionsbewertung | International | OECD | 2014 | No. 40 - ENV/JM/MONO(2014)1 - ENV/JM/MONO(2014)1/ADD Ecotoxicology and Environmental Fate of Manufactured Nanomaterials: Test Guidelines
Toxizitäts- und Expositionsbewertung | International | OECD | 2016 | No. 65 - ENV/JM/MONO(2016)7: Physical-chemical properties of nanomaterials: Evaluation of methods applied in the OECD-WPMN testing programme
Toxizitäts- und Expositionsbewertung | International | OECD | 2015 | No. 55 - ENV/JM/MONO(2015)19 Harmonized Tiered Approach to Measure and Assess the Potential Exposure to Airborne Emissions of Engineered Nano-Objects and their Agglomerates and Aggregates at Workplaces”